## OrderForm
RepairCOST Estimator Order Form
First Name:
Last Name:
Company:
Address1:
Address2:
City:
State:
Zip:
Phone:
Fax:
Email:
Payment: |  | Qty | Cost | Total
Amount |  | 1 | 34 | 34
Sales Tax (CA orders)
S&H |  |  |  | 4.5
Total |  |  |  | 38.5
Payment By:
Check
Visa | No: |  | Exp:
MC | No: |  | Exp:
AMEX | No: |  | Exp:
Mail To:
CPR International, Inc.
P.O. Box 6394
Folsom, CA 95763

## QuickHelp
QUICK HELP
How can I contact CPR International, Inc, the developer of this software? | To know more about CPR International, Inc. and other construction software please visit www.cprsoft.com
When I open RepairCOST Estimator, why does a menu called "RepairCOST" appear in Excel's menu bar? | In order to make our system as easy to use as possible, we added functions to the familiar existing interface, namely the Excel menu bar. The RepairCOST menu item shall be there only when you are using the RepairCOST.xls file. When you leave, it will disappear.
How do I start a new estimate? | Click on "Create New Estimate" from Excel's RepairCOST menu. This will activate the RepairCOST wizard.
Where are cost data stored in RepairCOST Estimator? | Cost data is stored in various worksheets representing cost categories in construction. Example: General, Sitework, Foundations etc.
How can I enter or change my Overhead and Profit applications | Use OandH worksheet.
How does RepairCOST Estimator work? | With RepairCOST, the main estimate is created using a convenient wizard interface which goes through all cost categories allowing you to select one or more items from each category page. Subsequently you can insert additional cost items to the estimate.
When I click on a worksheet cell, Excel indicates it is protected. When I try to unprotect, Excel asks for password. Why? | This happens with the Trial version only. You should register to have full access to cost data worksheets.
Can I change the worksheet name? | Yes, you can. Right click on the label, then select Rename. Note: No spaces between words are allowed. e.g. SiteWork is OK. Site Work is NOT OK.
What does City selection do? | When you select your city from the "City" page of the wizard, RepairCOST will apply the city index (factor) to the construction costs.
How can I change my city's index? | Open the "City" worksheet by clicking on the tab. Then edit the index (factor). Use only numerics.
What should I do if my city is not in the list? | Select a city that you believe is close in terms of costs. Alternatively, you can edit an existing entry or add your city to the list (See below).
How can I add my city to the worksheet list? | Insert a blank row where your city should appear. Then, add the information. Use a factor similar to a comparable city (See RepairCOST Help for more on adding data to lists).
How can I add and customize data in RepairCOST data sheets? | To add, insert a blank row where your data should appear. To edit, simply change the data by overwriting it (See RepairCOST Help for more on adding data to lists).
After finishing with the wizard, I have more items to add to the estimate. How do I do this? | Click on "Add Item to Estimate" from the RepairCOST menu. Then select the category. The system will then open the Lookup window to add an item to the estimate.
How can I get Help? | Click on "Show RepairCOST Help" from the RepairCOST menu. You can also email CPR International, Inc. at cpr@cprsoft.com for your questions.
How do I create the estimate report? | When you click on the "Finish" button of the wizard, RepairCOST Estimator will automatically create the estimate report in the Estimate worksheet.
How can I save the estimate report? | If you save RepairCOST.xls file, the report will also be saved. But this is not a good idea. It is better to save the estimate file in a separate Excel file. To do this, select "Copy Estimate to New File" from the RepairCOST menu. The system will open a new worksheet and copy the report. Simply save this report under a different name.
How do I save the estimate report? | Switch to the newly created Excel estimate report file. Then simply use Excel's File > Save As function.
Why are item quantities are indicated as 1(one) in the report? | Because RepairCOST does not know your takeoff quantities. These are highlighted in the report. It is essential to edit each additional item entry and change the quantity to the correct amount. Otherwise your estimate will not be complete.
Can I add rows and edit the estimate report? | Yes, you can. However, because there are built-in formulas, be careful not to erase or overwrite them.
After creating the report, can I change the parameters? | You can not change the parameters inside the report. To change parameters, you should run the wizard again.
How can I print the estimate report? | Select "Print Estimate" from the RepairCOST menu or simply use Excel's File > Print function.
After I copy the estimate to a new file, how can I go back to RepairCOST Estimator file? | Click on the "RepairCOST.xls" button from the Taskbar.
How can I create a price quotation based on my estimate? | Select "Create Price Quotation" from the RepairCOST menu.
How can I clear the Estimate worksheet after I have copied the estimate to a new file? | Select "Clear Estimate Worksheet" from the RepairCOST menu. This will clear the Estimate worksheet and make it ready for your next estimate. Just be sure to copy the estimate to a new file before clearing the worksheet.
How can I enter my Authorization Code? | (For Trial edition of RepairCOST Estimator only) Click on the "Enter Authorization Code" submenu from RepairCOST menu. Then enter your authorization code.
What happens when the trial period expires? | The system will cease to function. Even if you download the trial version again, it will not function.
How can I register online? | (For Trial version of RepairCOST Estimator only or to register additional copies) Click on "Register Online" submenu From Excel's RepairCOST menu. Make sure that you have an Internet connection available. Using a credit card, make the payment and immediately download the registered edition of RepairCOST Estimator.
How can I register by mail? | (For Trial edition of RepairCOST Estimator only or to register additional copies) Click on the OrderForm tab to open the Order worksheet. Fill out, print and mail with a check or Money Order. When received, we will call or email your Authorization Code.
How can I get program updates and how much does it cost? | Visit our website at http://www.cprsoft.com and download the RepairCOST Estimator Trial version. When you open the program, enter the Authorization Code. This will activate RepairCOST Estimator as the registered version. You are entitled to lifetime free updates.
I'm using the Trial version successfully. Why should I pay to register RepairCOST Estimator anyway? | One reason is because it is only fair. If you receive value, why not make a fair payment. It will make you feel good. Other reasons are things like eliminating the time limitation, getting access permissions to edit and customize data, receiving free updates.
How can I register feedback, report bugs, suggest improvements, request quote for multiple copies, seek affiliate relationship? | Email us at: cpr@cprsoft.com

## City
Location | Factor
Average City, USA | 1
Anchorage, AK | 1.33
Birmingham, AL | 0.83
Mobile, AL | 0.82
Montgomery, AL | 0.79
Tuscaloosa, AL | 0.79
Forth Smith, AR | 0.81
Little Rock, AR | 0.82
Pine Bluff, AR | 0.81
Flagstaff, AZ | 0.91
Phoenix, AZ | 0.94
Tucson, AZ | 0.91
Yuma, AZ | 0.88
Anaheim, CA | 1.12
Bakersfield, CA | 1.09
Fresno, CA | 1.14
Oakland, CA | 1.18
Riverside, CA | 1.13
Sacramento, CA | 1.13
San Diego, CA | 1.16
San Francisco, CA | 1.32
San Jose, CA | 1.34
San Luis Obispo, CA | 1.16
Santa Barbara, CA | 1.12
Santa Rosa, CA | 1.15
Boulder, CO | 0.91
Denver, CO | 1.01
Durango, CO | 0.91
Fort Collins, CO | 0.97
Bridgeport, CT | 1.04
Hartford, CT | 1.02
Stamford, CT | 1.05
Waterbury, CT | 1.04
Washington, D.C. | 0.97
Wilmington, DE | 1.02
Jacksonville, FL | 0.85
Miami, FL | 0.87
Tampa, FL | 0.83
West Palm Beach, FL | 0.87
Atlanta, GA | 0.86
Augusta, GA | 0.78
Columbus, GA | 0.78
Savannah, GA | 0.81
Hilo, HI | 1.31
Honolulu, HI | 1.3
Council Bluffs, IA | 0.94
Davenport, IA | 0.97
Des Moines, IA | 0.96
Sioux City, IA | 0.92
Boise, ID | 0.95
Lewiston, ID | 1.06
Twin Falls, ID | 0.83
Chicago, IL | 1.15
Peoria, IL | 1.05
Springfield, IL | 1.03
Evansville, IN | 0.94
Fort Wayne, IN | 0.91
Gary, IN | 0.99
Indianapolis, IN | 0.98
Terre Haute, IN | 0.94
Dodge City, KS | 0.82
Topeka, KS | 0.84
Wichita, KS | 0.88
Bowling Green, KY | 0.93
Lexington, KY | 0.88
Louisville, KY | 0.96
Paducah, KY | 0.94
Baton Rouge, LA | 0.85
Lake Charles, LA | 0.84
New Orleans, LA | 0.88
Shreveport, LA | 0.8
Boston, MA | 1.17
Lowell, MA | 1.03
Marblehead, MA | 1.24
Springfield, MA | 1.02
Worcester, MA | 1.12
Annapolis, MD | 0.93
Baltimore, MD | 0.92
Hagerstown, MD | 0.89
Augusta, ME | 0.89
Lewiston, ME | 0.9
Portland, ME | 0.95
Detroit, MI | 1.04
Grand Rapids, MI | 0.91
Lansing, MI | 1
Saginaw, MI | 0.99
Minneapolis, MN | 1.13
Rochester, MN | 0.99
Saint Paul, MN | 1.08
Joplin, MO | 0.86
Kansas City, MO | 0.98
Springfield, MO | 0.85
St. Louis, MO | 0.96
Columbus, MS | 0.73
Greenwood, MS | 0.74
Jackson, MS | 0.82
Billings, MT | 0.94
Butte, MT | 0.89
Great Falls, MT | 0.93
Missoula, MT | 0.88
Memphis, TN | 0.86
Charlotte, NC | 0.78
Greensboro, NC | 0.77
Raleigh, NC | 0.78
Wilmington, NC | 0.76
Bismark, ND | 0.85
Fargo, ND | 0.86
Grand Forks, ND | 0.82
Grand Island, NE | 0.86
Lincoln, NE | 0.92
Omaha, NE | 0.93
Concord, NH | 0.93
Manchester, NH | 0.88
Nashua, NH | 0.95
Atlantic City, NJ | 1.12
Newark, NJ | 1.17
Paterson, NJ | 1.06
Summit, NJ | 1.09
Trenton, NJ | 1.1
Albuquerque, NM | 0.92
Las Cruces, NM | 0.83
Santa Fe, NM | 0.91
Carson City, NV | 0.98
Las Vegas, NV | 1.03
Reno, NV | 0.99
Albany, NY | 0.95
Binghamton, NY | 0.97
Buffalo, NY | 1.06
Kingston, NY | 1.09
Long Island, NY | 1.33
Mount Vernon, NY | 1.18
New York City, NY | 1.29
Rochester, NY | 1.01
Syracuse, NY | 0.98
White Plains, NY | 1.15
Cincinnati, OH | 1.02
Cleveland, OH | 1.01
Columbus, OH | 0.97
Toledo, OH | 0.99
Youngstown, OH | 0.97
Lawton, OK | 0.82
Oklahoma City, OK | 0.85
Shawnee, OK | 0.78
Tulsa, OK | 0.83
Eugene, OR | 1.03
Medford, OR | 1.05
Pendleton, OR | 1.02
Portland, OR | 1.07
Salem, OR | 1.01
Allentown, PA | 0.99
Bradford, PA | 1.02
Harrisburg, PA | 0.96
New Castle, PA | 1.02
Philadelphia, PA | 1.15
Pittsburgh, PA | 1.07
Newport, RI | 1
Pawtucket, RI | 0.98
Providence, RI | 1.01
Charleston, SC | 0.77
Columbia, SC | 0.78
Greenville, SC | 0.75
Aberdeen, SD | 0.86
Pierre, SD | 0.83
Rapid City, SD | 0.82
Sioux Falls, SD | 0.86
Chattanooga, TN | 0.84
Jackson, TN | 0.72
Johnson City, TN | 0.81
Knoxville, TN | 0.83
Nashville, TN | 0.88
Austin, TX | 0.81
Dallas, TX | 0.92
El Paso, TX | 0.82
Houston, TX | 0.88
Laredo, TX | 0.79
San Antonio, TX | 0.84
Tyler, TX | 0.94
Logan, UT | 0.92
Ogden, UT | 0.9
Salt Lake, UT | 0.92
Alexandria, VA | 0.95
Lynchburg, VA | 0.82
Norfolk, VA | 0.84
Richmond, VA | 0.86
Staunton, VA | 0.78
Brattleboro, VT | 0.83
Burlington, VT | 0.92
Rutland, VT | 0.91
Richland, WA | 1.01
Seattle, WA | 1.04
Spokane, WA | 0.97
Tacoma, WA | 1.04
Yakima, WA | 1
Beloit, WI | 1.01
Eau Claire, WI | 0.99
Green Bay, WI | 1.02
Madison, WI | 0.99
Milwaukee, WI | 1.05
Wausau, WI | 0.96
Charleston, WV | 0.95
Clarksburg, WV | 0.99
Morgantown, WV | 0.98
Parkersburg, WV | 0.89
Wheeling, WV | 0.94
Casper, WY | 0.88
Cheyenne, WY | 0.93
Rawlins, WY | 0.84
Rock Springs, WY | 0.86

## OH&P
Application | %
Overhead | 15
Profit | 10

## General
Costcode | Description | Unit | Cost/unit
101 | General
1012200 | Job security | Ls | 175
1012300 | Trip charges | Hr | 33.5
1013100 | Labor charge, skilled | Hr | 47.25
1013120 | Labor charge, general | Hr | 28.25
1013140 | Labor charge, trade | Hr | 47.25
1013160 | Supervision | Hr | 52.5
105 | Permits
1051000 | Building permit | Ea | 110
106 | Professional
1061100 | Engineer | Hr | 66.5
1061200 | Architect | Hr | 66.5
1061300 | Surveyor | Hr | 54
1061310 | Surveyor crew, 2 person | Day | 775
1061400 | Draftsman | Hr | 28.25

## SiteWork
Costcode | Description | Unit | Cost/unit
112 | Temporary Work
1123000 | Temporary repairs | Ea | 175
1123100 | Temporary CL fencing, 5' H | Lf | 17.5
1123200 | Temporary lighting | Lot | 350
1123300 | Temporary power | Lot | 675
1123410 | Power pole, 100 Amp | Mon | 75
1123430 | Power pole, 200 Amp | Mon | 95
1123450 | Electricity per 1000 Sf | Mon | 27.5
1123460 | Cover opening using plastic sheet | Sf | 0.7
1123470 | Board-up cover, min | Ea | 187.5
1123480 | Board-up cover, one sheet plywood | Ea | 52.5
1123490 | Board-up cover, two shhets plywood | Ea | 78
1123500 | Temporary plumbing | Lot | 950
1124100 | Temporary roof | Lot | 1250
1124200 | Temporary board up | Lot | 850
1124300 | Temporary construction | Lot | 1200
1124400 | Portable toilet | Ea | 95
1124400 | Temporary water, 1000 Gallons | Lot | 65
1124500 | Scaffolding, min charge | Ea | 110
1124510 | Scaffolding, provide, install, remove | Sf | 0.26
113 | Demolition
1131001 | Demolition | Hr | 28.25
1131005 | Demo charge, min | Ea | 210
1131010 | Demo charge, per cubic yard | Cy | 45.5
1131101 | Foundation demo, 1'Hx2'W | Lf | 9.5
1131121 | Foundation demo, 1'Hx2'W | Lf | 9.5
1131501 | Ceiling demolition | Sf | 0.5
1131601 | Flooring demolition | Sf | 0.55
1131701 | Framing demolition, wood | Lf | 4.25
1131801 | Plumbing demolition, fixture | Ea | 45
1132201 | Asbestos contaminated demolition | Sf | 3.5
1133101 | Clear and grub | Acre | 1250
1135101 | Demo wood frame house | Sf | 2.4
1135401 | Demo masonry construction | SfFl | 4.95
1135501 | Demo reinforced masonry | SfFl | 5.75
1135601 | Demo concrete construction | SfFl | 6.5
1135701 | Demo reinforced concrete | SfFl | 7.2
1138100 | Demo room, bare walls and floor | SfFl | 2.25
1138120 | Demo kitchen, bare walls and floor | SfFl | 4.75
1139061 | Debris removal | Cy | 28
1139101 | Dumpster per load, small | Ea | 85
1139121 | Dumpster per load, medium | Ea | 250
1139151 | Dumpster per load, large | Ea | 395
117 | Excavation & Grading
1171200 | Excavation, average soil, no haul | Cy | 40
1171300 | Backfill, average soil | Cy | 12.5
1171350 | Excavation, min charge | Ea | 575
1171400 | Grading, rough | Acre | 195
1171500 | Grading, fine | Acre | 275
1172100 | Excavate utility trench, 2 ft deep | Lf | 0.35
1172150 | Backfill utility trench, 2 ft deep | Lf | 0.25
1172200 | Excavate utility trench, 4 ft deep | Lf | 0.62
1172250 | Backfill utility trench, 4 ft deep | Lf | 0.36
1172300 | Excavate footings, 3 ft deep | Lf | 0.65
119 | Content Manipulation
1191001 | Pull and reset furniture | Ea | 25
1191010 | Content manipulation, hourly | Hr | 30
1191011 | Move out house contents | SfFl | 1.15
1191021 | Move back house contents | SfFl | 1.15
1191100 | Temp storage house contents | SfFl | 1.2
1191204 | Move waterbed & reset | Ea | 75
1191304 | Move piano & reset | Ea | 38
12 | Cleaning
1211103 | Water extraction | Ea | 325
1211153 | Water extraction | Sf | 0.35
1211203 | Muck out | Sf | 0.65
1212103 | General cleaning, light | Sf | 0.21
1212203 | General cleaning, medium | Sf | 0.25
1212303 | General cleaning, heavy | Sf | 0.28
1212400 | Clean carpet | Sf | 0.65
1212410 | Clean floor tile | Sf | 0.9
1212420 | Clean brick wall | Sf | 0.7
1212430 | Clean bookcase | Sf | 0.95
1212510 | Clean light fixture, medium | Ea | 12.5
1212520 | Clean wood panel | Sf | 0.48
1212530 | Clean faucet | Ea | 11
1212540 | Clean toilet | Ea | 16.5
1212610 | Clean shower door | Ea | 25
1212620 | Clean wood siding | Sf | 0.35
1212630 | Clean window, medium | Ea | 12
1212640 | Clean window, large | Ea | 19.5
1212650 | Clean window, per sq foot | Sf | 0.8
1221013 | Clean avg appliance exterior, light | Ea | 12
1221023 | Clean avg appliance exterior, medium | Ea | 16
1221033 | Clean avg appliance exterior, heavy | Ea | 20
1221113 | Clean small appliances | Ea | 3.5
1221133 | Clean utensils | Ea | 1.95
1221153 | Clean misc. kitchen items | Ea | 0.85
1221203 | Clean avg size furniture, light | Ea | 10
1221213 | Clean avg size furniture, medium | Ea | 15
1221223 | Clean avg size furniture, heavy | Ea | 20
13 | Hazardous Materials
131 | Asbestos
1311201 | Asbestos test, lab samples | Lot | 125
1312101 | Asbestos removal, acoustic ceiling | Sf | 3.35
1312201 | Asbestos removal, floor tile | Sf | 3.35
1312301 | Asbestos removal, drywall | Sf | 3.35
1312501 | Asbestos removal, siding | Sf | 2.1
1312701 | Asbestos removal, roofing, built-up roof | Sf | 4.1
1312801 | Asbestos removal, tank insulation | Ea | 475
1312901 | Asbestos removal, pipe insulation | Lf | 6.85
1312951 | Asbestos removal, stucco | Sf | 5

## Foundations
Costcode | Description | Unit | Cost/unit
14 | Crawl Space
1401101 | Access door, wood, remove | Ea | 7.5
1401102 | Access door, wood, repair | Ea | 35
1401103 | Access door, wood, clean | Ea | 15
1401104 | Access door, wood, rem & reins | Ea | 15
1401105 | Access door, wood | Ea | 125
1401106 | Access door, wood, paint | Ea | 22.5
1401107 | Access door, wood, refinish | Ea | 37.5
1401201 | Air vent, metal, remove | Ea | 1.75
1401202 | Air vent, metal, repair | Ea | 6.5
1401203 | Air vent, metal, clean | Ea | 3.5
1401204 | Air vent, metal, rem & reins | Ea | 12.5
1401205 | Air vent, metal | Ea | 42.5
1401206 | Air vent, metal, paint | Ea | 15
1402103 | Deodorize crawl space | Sf | 0.225
1403105 | Plastic sheet | Sf | 0.35
15 | Foundations, Structural
1501105 | Flatwork, trowel finish | Sf | 3.35
1501205 | Flatwork, pebble finish | Sf | 4.05
1501305 | Cap, 2", agate & epoxy | Sf | 3.65
1501405 | Epoxy injection | Lf | 24
1503601 | Liteweight concrete, remove | Sf | 1.55
1503602 | Liteweight concrete, repair | Sf | 2.7
1503603 | Liteweight concrete, clean | Sf | 1.1
1503605 | Liteweight concrete | Sf | 4.86
5101101 | Masonry footing, 18"W, remove | Cf | 3.25
5101105 | Masonry footing, 18"W | Cf | 26.75
5101201 | Conc block foundation, 8"W, remove | Sf | 1.05
5101205 | Conc block foundation, 8"W | Sf | 4.45
5101231 | Conc block foundation, 10" , remove | Sf | 1.26
5101235 | Conc block foundation, 10" | Sf | 5.25
5101251 | Conc block foundation, 12", remove | Sf | 2.1
5101255 | Conc block foundation, 12" | Sf | 6.15

## Structure
Costcode | Description | Unit | Cost/unit
311 | Framing, Wood
3110411 | Joist, 2x6, remove | Lf | 0.09
3110415 | Joist, 2x6 | Lf | 0.97
3110431 | Joist, 2x8, remove | Lf | 0.12
3110435 | Joist, 2x8 | Lf | 1.2
3110451 | Joist, 2x10, remove | Lf | 0.135
3110455 | Joist, 2x10 | Lf | 1.5
3110511 | Header, 2x6, remove | Lf | 0.12
3110515 | Header, 2x6 | Lf | 1.57
3110531 | Header, 2x8, remove | Lf | 0.13
3110535 | Header, 2x8 | Lf | 2.1
3110551 | Header, 2x10, remove | Lf | 0.15
3110555 | Header, 2x10 | Lf | 2.62
3110611 | Plates, 2x4, remove | Lf | 0.13
3110615 | Plates, 2x4 | Lf | 1.5
3110631 | Plates, 2x6, remove | Lf | 0.15
3110635 | Plates, 2x6 | Lf | 2.25
3111011 | Studs, 2x4, remove | Lf | 0.09
3111015 | Studs, 2x4 | Lf | 0.085
3111031 | Studs, 2x6, remove | Lf | 0.125
3111035 | Studs, 2x6 | Lf | 0.97
3111201 | Furring, 1x2, remove | Lf | 0.06
3111205 | Furring, 1x2 | Lf | 0.6
3111311 | Stud wall, 4", 8'H, 16"oc, remove | Lf | 1.25
3111315 | Stud wall, 4", 8'H, 16"oc | Lf | 11.5
3111351 | Stud wall, 6", 8'H, 16"oc, remove | Lf | 1.35
3111355 | Stud wall, 6", 8'H, 16"oc | Lf | 12.95
3111411 | Stud wall, 4", 10'H, 16"oc, remove | Lf | 1.5
3111415 | Stud wall, 4", 10'H, 16"oc | Lf | 13.1
3111451 | Stud wall, 6", 10'H, 16" oc, remove | Lf | 1.6
3111455 | Stud wall, 6", 10'H, 16" oc | Lf | 14.75
3111511 | Wood column, 4x4, remove | Lf | 0.25
3111515 | Wood column, 4x4 | Lf | 2.15
3111531 | Wood column, 6x6, remove | Lf | 0.38
3111535 | Wood column, 6x6 | Lf | 3.15
3111611 | Stringers, 2x4, remove | Lf | 0.15
3111615 | Stringers, 2x4 | Lf | 1.5
3111631 | Stringers, 2x6, remove | Lf | 0.18
3111635 | Stringers, 2x6 | Lf | 2.29
3111711 | Rafter, 2x6, remove | Lf | 0.16
3111715 | Rafter, 2x6 | Lf | 1.32
3111731 | Rafter, 2x8, remove | Lf | 0.21
3111735 | Rafter, 2x8 | Lf | 1.56
3111811 | Sills, 2x4, remove | Lf | 0.16
3111815 | Sills, 2x4 | Lf | 1.42
3111831 | Sills, 2x6, remove | Lf | 0.21
3111835 | Sills, 2x6 | Lf | 1.57
3111851 | Sills, 2x8, remove | Lf | 0.26
3111855 | Sills, 2x8 | Lf | 1.75
3111911 | Beams, 2x6, double, remove | Lf | 0.45
3111915 | Beams, 2x6, double | Lf | 4.25
3111931 | Beams, 2x8, double, remove | Lf | 0.62
3111935 | Beams, 2x8, double | Lf | 4.95
3113111 | Ridge board, 1x6, remove | Lf | 0.16
3113115 | Ridge board, 1x6 | Lf | 1.3
3113131 | Ridge board, 2x6, remove | Lf | 0.21
3113135 | Ridge board, 2x6 | Lf | 1.42
313 | Framing, Truss
3131101 | Truss beam, remove | Lf | 0.85
3131105 | Truss beam | Lf | 7.45
3132101 | Wood truss roof, remove | SfFl | 0.28
3132105 | Wood truss roof | SfFl | 1.95
319 | Framing, Miscellaneous
3191108 | Spray and seal framing | SfFl | 0.28
3191207 | Scrape framing | Lf | 0.55
3191300 | Shoring | Ea | 45
5101301 | Conc block wall, 8"W, remove | Sf | 0.65
5101303 | Conc block wall, 8"W, clean | Sf | 1.95
5101305 | Conc block wall, 8"W | Sf | 4.75
5101306 | Conc block wall, 8"W, paint | Sf | 1.35
5101331 | Conc block wall, 10"W, remove | Sf | 1.05
5101333 | Conc block wall, 10"W, clean | Sf | 0.65
5101335 | Conc block wall, 10"W | Sf | 5.95
5101336 | Conc block wall, 10"W, paint | Sf | 1.35
5101351 | Conc block wall, 12"W, remove | Sf | 1.26
5101353 | Conc block wall, 12"W, clean | Sf | 0.65
5101355 | Conc block wall, 12"W | Sf | 6.95
5101356 | Conc block wall, 12"W, paint | Sf | 1.35
5101401 | Glazed conc block, 8"W, remove | Sf | 0.95
5101403 | Glazed conc block, 8"W, clean | Sf | 0.65
5101405 | Glazed conc block, 8"W | Sf | 9.95
5102101 | Brick wall, 4"W, remove | Sf | 0.55
5102103 | Brick wall, 4"W, clean | Sf | 0.65
5102105 | Brick wall, 4"W | Sf | 6.55
5102131 | Brick wall, 8"W, remove | Sf | 1.1
5102133 | Brick wall, 8"W, clean | Sf | 0.65
5102135 | Brick wall, 8"W | Sf | 12.75
5102151 | Brick wall, 12", remove | Sf | 1.45
5102153 | Brick wall, 12", clean | Sf | 0.65
5102155 | Brick wall, 12" | Sf | 16.75
5102201 | Brick column, 12x12, remove | VLf | 2.25
5102203 | Brick column, 12x12, clean | VLf | 2.6
5102205 | Brick column, 12x12 | VLf | 22.1
5102231 | Brick column, 16x16, remove | VLf | 3.5
5102233 | Brick column, 16x16, clean | VLf | 3.1
5102235 | Brick column, 16x16 | VLf | 38.75
5102251 | Brick column, 24x24, remove | VLf | 5.95
5102253 | Brick column, 24x24, clean | VLf | 4.85
5102255 | Brick column, 24x24 | VLf | 95.5
5102401 | Brick chimney, 16x16, remove | VLf | 5.25
5102403 | Brick chimney, 16x16, clean | VLf | 3.1
5102405 | Brick chimney, 16x16 | VLf | 36.75
5102431 | Brick chimney, 20x20, remove | VLf | 4.1
5102433 | Brick chimney, 20x20, clean | VLf | 3.45
5102435 | Brick chimney, 20x20 | VLf | 54.5
5102507 | Steam clean brick | Sf | 0.63
5102607 | Sandblast brick, wet | Sf | 1.75
5102701 | Brick veneer, 4", remove | Sf | 0.5
5102703 | Brick veneer, 4", clean | Sf | 0.65
5102705 | Brick veneer, 4" | Sf | 6.75
5102801 | Brick fireplace, remove | Ea | 125
5102803 | Brick fireplace, clean | Ea | 95
5102805 | Brick fireplace | Ea | 1450
5102831 | Fireplace box, remove | Ea | 27.5
5102833 | Fireplace box, clean | Ea | 24
5102835 | Fireplace box | Ea | 295
5102851 | Fireplace hearth, remove | Ea | 35
5102853 | Fireplace hearth, clean | Ea | 30
5102855 | Fireplace hearth | Ea | 310
5102857 | Fireplace hearth, refinish | Ea | 110
5103101 | Stone veneer, 4", avg, remove | Sf | 0.65
5103103 | Stone veneer, 4", avg, clean | Sf | 0.95
5103105 | Stone veneer, 4", avg | Sf | 16.75
5103107 | Stone veneer, 4", avg, refinish | Sf | 3.75
5105203 | Masonry acid wash | Sf | 2.45

## Exterior
Costcode | Description | Unit | Cost/unit
391 | Windows, Aluminum
3912201 | Window, alum, storm, basement, remove | Ea | 12.5
3912203 | Window, alum, storm, basement, clean | Ea | 17.5
3912205 | Window, alum, storm, basement | Ea | 39
3912401 | Window, alum, awning, remove | Ea | 22.5
3912403 | Window, alum, awning, clean | Ea | 21
3912405 | Window, alum, awning | Ea | 295
3913101 | Window, alum, sliding, remove | Ea | 22.5
3913103 | Window, alum, sliding, clean | Ea | 21
3913105 | Window, alum, sliding | Ea | 175
3913201 | Window, alum, jalousie, remove | Ea | 22.5
3913203 | Window, alum, jalousie, clean | Ea | 22.5
3913205 | Window, alum, jalousie | Ea | 185
3913301 | Window, alum, picture, remove | Ea | 22.5
3913303 | Window, alum, picture, clean | Ea | 21
3913305 | Window, alum, picture | Ea | 165
3914101 | Window, alum sash, fixed, remove | Sf | 0.95
3914103 | Window, alum sash, fixed, clean | Sf | 1.1
3914105 | Window, alum sash, fixed | Sf | 11
3914201 | Window, alum sash, picture, remove | Sf | 0.95
3914203 | Window, alum sash, picture, clean | Sf | 1.25
3914205 | Window, alum sash, picture | Sf | 11
3914301 | Window, alum sash, sliding, remove | Sf | 0.95
3914303 | Window, alum sash, sliding, clean | Sf | 1.1
3914305 | Window, alum sash, sliding | Sf | 13.5
392 | Windows, Wood
3921101 | Window, wood, sash, remove | Sf | 0.95
3921103 | Window, wood, sash, clean | Sf | 1.1
3921105 | Window, wood, sash | Sf | 16.5
3921106 | Window, wood, sash, paint | Sf | 2.75
3921107 | Window, wood, sash, refinish | Sf | 3.25
3921201 | Window, wood, dbl hung, 3x4, remove | Ea | 14
3921203 | Window, wood, dbl hung, 3x4, clean | Ea | 16.5
3921205 | Window, wood, dbl hung, 3x4 | Ea | 174
3921206 | Window, wood, dbl hung, 3x4, paint | Ea | 17.05
3921207 | Window, wood, dbl hung, 3x4, refinish | Ea | 26.5
3921301 | Window, wood, fixed, 3x4, remove | Ea | 12
3921303 | Window, wood, fixed, 3x4, clean | Ea | 16.5
3921305 | Window, wood, fixed, 3x4 | Ea | 128.5
3921306 | Window, wood, fixed, 3x4, paint | Ea | 15.5
3921307 | Window, wood, fixed, 3x4, refinish | Ea | 22.5
3921401 | Window, wood, casement, 2-3x6, remove | Ea | 40
3921403 | Window, wood, casement, 2-3x6, clean | Ea | 27.5
3921405 | Window, wood, casement, 2-3x6 | Ea | 325
3921406 | Window, wood, casement, 2-3x6, paint | Ea | 26.75
3921407 | Window, wood, casement, 2-3x6, refinish | Ea | 32
3921501 | Window, wood, sliding, 4x3-6, remove | Ea | 15
3921503 | Window, wood, sliding, 4x3-6, clean | Ea | 18
3921505 | Window, wood, sliding, 4x3-6 | Ea | 165
3921506 | Window, wood, sliding, 4x3-6, paint | Ea | 16
3921507 | Window, wood, sliding, 4x3-6, refinish | Ea | 23
3921601 | Window, wood, picture, 3-6x4, remove | Ea | 17.5
3921603 | Window, wood, picture, 3-6x4, clean | Ea | 20
3921605 | Window, wood, picture, 3-6x4 | Ea | 225
3921606 | Window, wood, picture, 3-6x4, paint | Ea | 22.5
3921607 | Window, wood, picture, 3-6x4, refinish | Ea | 24.5
3922101 | Window, wood, round, 18", remove | Ea | 16
3922103 | Window, wood, round, 18", clean | Ea | 16.5
3922105 | Window, wood, round, 18" | Ea | 165
3922106 | Window, wood, round, 18", paint | Ea | 18.75
3922107 | Window, wood, round, 18", refinish | Ea | 22.5
393 | Windows, Vinyl
3931101 | Window, vinyl, dbl hung, 3/4, remove | Ea | 18.75
3931103 | Window, vinyl, dbl hung, 3/4, clean | Ea | 16.5
3931105 | Window, vinyl, dbl hung, 3/4 | Ea | 212.5
3931201 | Window, vinyl, casement, 2-6x5, remove | Ea | 20
3931203 | Window, vinyl, casement, 2-6x5, clean | Ea | 22.5
3931205 | Window, vinyl, casement, 2-6x5 | Ea | 345
3931301 | Window, vinyl, sliding, 4x3-6, remove | Ea | 16
3931303 | Window, vinyl, sliding, 4x3-6, clean | Ea | 19.5
3931305 | Window, vinyl, sliding, 4x3-6 | Ea | 185
394 | Windows, Steel
3941101 | Window, steel sash, casement, remove | Sf | 1.15
3941103 | Window, steel sash, casement, clean | Sf | 1.35
3941105 | Window, steel sash, casement | Sf | 29.5
3941106 | Window, steel sash, casement, paint | Sf | 2.75
3941301 | Window, steel sash , picture, remove | Sf | 1.15
3941303 | Window, steel sash , picture, clean | Sf | 1.35
3941305 | Window, steel sash , picture | Sf | 15.5
3941306 | Window, steel sash , picture, paint | Sf | 2.75
3941401 | Window, steel sash, dbl, remove | Sf | 1.4
3941403 | Window, steel sash, dbl hung, clean | Sf | 1.35
3941405 | Window, steel sash, dbl hung | Sf | 32.75
3941405 | Window, steel sash, dbl hung, paint | Sf | 3.25
3942101 | Window, steel, dbl hung, 3x4, remove | Ea | 16.5
3942103 | Window, steel, dbl hung, 3x4, clean | Ea | 19
3942105 | Window, steel, dbl hung, 3x4 | Ea | 105
3942106 | Window, steel, dbl hung, 3x4, paint | Ea | 35
3971105 | Window glass, clear | Sf | 5
3971205 | Window glass, tinted | Sf | 5.25
3971305 | Window glass, tempered | Sf | 5.5
3971505 | Insulating glass, clear | Sf | 11.75
3971605 | Insulating glass, tinted | Sf | 13.75
3972105 | Glass block, plain, 4" thk, 6x6 | Sf | 35.5
3972205 | Glass block, plain, 4" thk, 8x8 | Sf | 25.5
3973105 | Wire glass, 1/4" thk | Sf | 10.32
3974105 | Plexiglass acrylic, 1/4" thk | Sf | 4.75
399 | Windows, Miscellaneous
3991105 | Window, screen, metal | Sf | 3.75
3991205 | Window, screen, wood | Sf | 11.5
3991305 | Window, screen, security, alum | Sf | 18.5
3991405 | Window, screen security, steel | Sf | 12.5
41 | Shutters, Awnings
4121101 | Awning, vinyl, remove | Sf | 3
4121103 | Awning, vinyl, clean | Sf | 3.75
4121104 | Awning, vinyl, rem & reins | Sf | 9
4121105 | Awning, vinyl | Sf | 14.25
4121201 | Awning, aluminum, remove | Sf | 3.5
4121203 | Awning, aluminum, clean | Sf | 3.75
4121204 | Awning, aluminum, rem & reins | Sf | 10.5
4121205 | Awning, aluminum | Sf | 34.75
4121301 | Awning, fibreglass, remove | Sf | 3.25
4121303 | Awning, fibreglass, clean | Sf | 3.75
4121304 | Awning, fibreglass, rem & reins | Sf | 9.5
4121305 | Awning, fibreglass | Sf | 22.5
4121501 | Awning, canvas, remove | Sf | 3
4121503 | Awning, canvas, clean | Sf | 3.1
4121504 | Awning, canvas, rem & reins | Sf | 4.5
4121505 | Awning, canvas | Sf | 16.5
4122101 | Shutters, ext, alum, remove | Pair | 11
4122103 | Shutters, ext, alum, clean | Pair | 16.5
4122104 | Shutters, ext, alum, rem & reins | Pair | 22
4122105 | Shutters, ext, alum | Pair | 67.5
4122106 | Shutters, ext, alum, paint | Pair | 21.5
4122201 | Shutters, ext, plastic, remove | Pair | 11
4122203 | Shutters, ext, plastic, clean | Pair | 16.5
4122204 | Shutters, ext, plastic, rem & reins | Pair | 22
4122205 | Shutters, ext, plastic | Pair | 55
4122301 | Shutters, ext, wood, remove | Pair | 11
4122303 | Shutters, ext, wood, clean | Pair | 16.5
4122304 | Shutters, ext, wood, rem & reins | Pair | 22
4122305 | Shutters, ext, wood | Pair | 57.5
4122306 | Shutters, ext, wood, paint | Pair | 18.5
4122307 | Shutters, ext, wood, refinish | Pair | 20.5
4122401 | Shutters, ext, movable, remove | Ea | 2.75
4122403 | Shutters, ext, movable, clean | Ea | 11.75
4122404 | Shutters, ext, movable, rem & reins | Ea | 4.5
4122405 | Shutters, ext, movable | Ea | 45
4122406 | Shutters, ext, movable, paint | Ea | 11
4122501 | Canopy, aluminum, remove | Sf | 3.5
4122503 | Canopy, aluminum, clean | Sf | 3.75
4122504 | Canopy, aluminum, rem & reins | Sf | 10.5
4122505 | Canopy, aluminum | Sf | 45
4122601 | Canopy, fiberglass, remove | Sf | 3.5
4122603 | Canopy, fiberglass, clean | Sf | 3.75
4122604 | Canopy, fiberglass, rem & reins | Sf | 10.5
4122605 | Canopy, fiberglass | Sf | 27.5
4122901 | Storm blinds, remove | Ea | 2.75
4122903 | Storm blinds, clean | Ea | 11.75
4122904 | Storm blinds, rem & reins | Ea | 4.5
4122905 | Storm blinds, paint | Ea | 12
4122905 | Storm blinds | Ea | 47.5
551 | Roof
5510105 | Roof insul, fiberboard, 1" | Sf | 0.65
5510205 | Roof insul, fiberglas, 1" | Sf | 0.6
5511105 | Alum shingles | Sq | 255
5511205 | Asphalt shingles | Sq | 74
5511305 | Slate, 1/4" thick | Sq | 565
5511405 | Wood shingles, cedar | Sq | 225
5511455 | Composite shingles, 240 Lb | Sq | 245
5511505 | Roofing tile, alum | Sq | 365
5511605 | Roofing tile, clay | Sq | 465
5511705 | Roofing tile, concrete | Sq | 215
5511755 | Roof shakes, medium | Sq | 0
5511775 | Roof shakes, heavy | Sq | 0
5511805 | Corrugated aluminum | Sf | 2.15
5511905 | Corrugated asphalt | Sf | 1.95
5512005 | Corrugated fiberglass | Sf | 2.45
5512105 | Corrugated steel, 26 ga | Sf | 1.54
5512205 | Asbestos tile roofing | Sq | 0
5512311 | Roof deck, cedar, 3", remove | Sf | 1.05
5512314 | Roof deck, cedar, 3", rem & reins | Sf | 3.75
5512315 | Roof deck, cedar, 3" | Sf | 6.95
5512316 | Roof deck, cedar, 3", paint | Sf | 0.65
5512331 | Roof deck, redwood, 3", remove | Sf | 1.05
5512334 | Roof deck, redwood, 3", rem & reins | Sf | 3.75
5512335 | Roof deck, redwood, 3" | Sf | 11.5
5512336 | Roof deck, redwood, 3", paint | Sf | 0.75
5512411 | Roof deck, cedar, 4", remove | Sf | 1.35
5512414 | Roof deck, cedar, 4", rem & reins | Sf | 4.25
5512415 | Roof deck, cedar, 4" | Sf | 8.25
5512416 | Roof deck, cedar, 4", paint | Sf | 0.65
5512431 | Roof deck, redwood, 4", remove | Sf | 1.25
5512434 | Roof deck, redwood, 4", rem & reins | Sf | 4.25
5512435 | Roof deck, redwood, 4" | Sf | 13.75
5512436 | Roof deck, redwood, 4", paint | Sf | 0.75
5512635 | Built-up roofing, 3 ply | Sq | 110.5
5512645 | Built-up roofing, 4 ply | Sq | 125
5512715 | Felt roofing, 15 Lb | Sq | 7.05
5512735 | Felt roofing, 30 Lb | Sq | 10.25
5512755 | Bituminous roll, 90 Lb. | Sq | 0
5512815 | Cold-applied roofing | Sq | 23.75
5512855 | Polyurethane, spray-on, 1" | Sq | 3.05
5513105 | Roof coating, neoprene | Gal | 26.75
5513205 | Roof gravel | Sq | 0
5515105 | Sheathing, plywood CDX, 1/2" | Sf | 0.68
5515205 | Sheathing, plywood CDX, 5/8" | Sf | 0.85
5516105 | Roof patching, mop | Sq | 27
555 | Roof items
5552501 | Gravel stop, aluminum, remove | Lf | 0.75
5552505 | Gravel stop, aluminum | Lf | 5.75
5552506 | Gravel stop, aluminum, paint | Lf | 1.25
5554101 | Roof hatches, 2-6x2-6, remove | Ea | 375
5554103 | Roof hatches, 2-6x2-6, clean | Ea | 37.5
5554105 | Roof hatches, 2-6x2-6 | Ea | 375
5554205 | Smoke vent, aluminum, 4'x4' | Ea | 1250
5554305 | Roof vent, PVC | Ea | 35.5
5554405 | Turbine vent | Ea | 0
5554505 | Ridge vent | Ea | 0
5554605 | Power vent | Ea | 0
5556101 | Skylight, plastic dome, remove | Sf | 15
5556103 | Skylight, plastic dome, clean | Sf | 15.5
5556105 | Skylight, plastic dome | Sf | 45.5
570 | Siding
5701101 | Aluminum siding, remove | Sf | 0.65
5701103 | Aluminum siding, clean | Sf | 0.75
5701105 | Aluminum siding | Sf | 3.25
5701106 | Aluminum siding, paint | Sf | 1.1
5701201 | Steel siding, remove | Sf | 0.65
5701203 | Steel siding, clean | Sf | 0.75
5701205 | Steel siding | Sf | 2.95
5701206 | Steel siding, paint | Sf | 1.1
5701301 | Vinyl siding, remove | Sf | 0.65
5701303 | Vinyl siding, clean | Sf | 0.75
5701305 | Vinyl siding | Sf | 2.15
5701401 | Board siding, cedar, remove | Sf | 0.65
5701405 | Board siding, cedar | Sf | 3.75
5701406 | Board siding, cedar, paint | Sf | 1.2
5701501 | Board siding, redwood, remove | Sf | 0.65
5701505 | Board siding, redwood | Sf | 5.75
5701506 | Board siding, redwood, paint | Sf | 1.2
5701601 | Plywood siding, 1/2", remove | Sf | 0.65
5701605 | Plywood siding, 1/2" | Sf | 1.45
5701606 | Plywood siding, 1/2", paint | Sf | 1.1
5701701 | Wood shingle siding, remove | Sq | 0.75
5701705 | Wood shingle siding | Sq | 265
5701801 | Absestos siding, remove | Sf | 0.95
5701805 | Absestos siding | Sf | 3.65
5701806 | Absestos siding, paint | Sf | 1.1
5703106 | Stain siding | Sf | 0.35
5704105 | Closure strip, alum | Lf | 2.65
5704205 | Closure strip, vinyl | Lf | 1.25
5704301 | Soffit and fascia, alum, remove | Sf | 0.75
5704305 | Soffit and fascia, alum | Sf | 4.75
5704306 | Soffit and fascia, alum, paint | Sf | 1.25
5704401 | Soffit and fascia, vinyl, remove | Sf | 0.55
5704405 | Soffit and fascia, vinyl | Sf | 1.85
59 | Gutters, Downspouts, Metals
5911101 | Gutter, 5" aluminum, remove | Lf | 0.65
5911103 | Gutter, 5" aluminum, clean | Lf | 0.6
5911105 | Gutter, 5" aluminum | Lf | 3.75
5911106 | Gutter, 5" aluminum, paint | Lf | 1.35
5911201 | Gutter, 5" galv steel, remove | Lf | 0.65
5911203 | Gutter, 5" galv steel, clean | Lf | 0.6
5911205 | Gutter, 5" galv steel | Lf | 3.1
5911206 | Gutter, 5" galv steel, paint | Lf | 1.35
5911301 | Gutter, 5" copper, remove | Lf | 0.65
5911303 | Gutter, 5" copper, clean | Lf | 0.65
5911304 | Gutter, 5" copper, rem & reins | Lf | 2.45
5911305 | Gutter, 5" copper | Lf | 7.75
5911401 | Gutter, 5" vinyl, remove | Lf | 0.65
5911403 | Gutter, 5" vinyl, clean | Lf | 0.6
5911405 | Gutter, 5" vinyl | Lf | 2.95
5932101 | Downspout, 3x4 alum, remove | Lf | 0.65
5932103 | Downspout, 3x4 alum, clean | Lf | 0.6
5932105 | Downspout, 3x4 alum | Lf | 2.95
5932106 | Downspout, 3x4 alum, paint | Lf | 1.2
5932201 | Downspout, 3x4 galv stl, remove | Lf | 0.65
5932203 | Downspout, 3x4 galv stl, clean | Lf | 0.6
5932205 | Downspout, 3x4 galv stl | Lf | 2.75
5932206 | Downspout, 3x4 galv stl, paint | Lf | 1.2
5932301 | Downspout, 3x4 copper, remove | Lf | 0.65
5932303 | Downspout, 3x4 copper, clean | Lf | 0.65
5932304 | Downspout, 3x4 copper, rem & reins | Lf | 2.55
5932305 | Downspout, 3x4 copper | Lf | 9.75
5932401 | Downspout, 2x3 vinyl, remove | Lf | 0.65
5932403 | Downspout, 2x3 vinyl, clean | Lf | 0.6
5932405 | Downspout, 2x3 vinyl | Lf | 2.45
5953105 | Wire strainer | Ea | 3.45
61 | Exterior Doors
6112101 | Storm door, alum, remove | Ea | 18.5
6112103 | Storm door, alum, clean | Ea | 22.5
6112104 | Storm door, alum, rem & reins | Ea | 35
6112105 | Storm door, alum | Ea | 235
6112201 | Storm door, wood, remove | Ea | 18.5
6112203 | Storm door, wood, clean | Ea | 22.5
6112204 | Storm door, wood, rem & reins | Ea | 35
6112205 | Storm door, wood | Ea | 225
6112206 | Storm door, wood, paint | Ea | 32.5
6112207 | Storm door, wood, refinish | Ea | 37.5
6112301 | Sliding glass door, alum, 6', remove | Opng | 55
6112303 | Sliding glass door, alum, 6', clean | Opng | 45
6112304 | Sliding glass door, alum, 6', rem & rein | Opng | 125
6112305 | Sliding glass door, alum, 6' | Opng | 595
6112401 | Sliding glass door, alum, 8', remove | Opng | 65
6112403 | Sliding glass door, alum, 8', clean | Opng | 55
6112404 | Sliding glass door, alum, 8', rem & rein | Opng | 145
6112405 | Sliding glass door, alum, 8' | Opng | 825
6112501 | Ext door, flush, birch, 3', remove | Ea | 12.5
6112503 | Ext door, flush, birch, 3', clean | Ea | 18.5
6112504 | Ext door, flush, birch, 3', rem & reins | Ea | 27.5
6112505 | Ext door, flush, birch, 3' | Ea | 165
6112506 | Ext door, flush, birch, 3', paint | Ea | 25
6112507 | Ext door, flush, birch, 3', refinish | Ea | 32.5
6112601 | Ext door, panel, birch, 3', remove | Ea | 12.5
6112603 | Ext door, panel, birch, 3', clean | Ea | 21.5
6112604 | Ext door, panel, birch, 3', rem & reins | Ea | 27.5
6112605 | Ext door, panel, birch, 3' | Ea | 255
6112606 | Ext door, panel, birch, 3', paint | Ea | 27.5
6112607 | Ext door, panel, birch, 3', refinish | Ea | 36
6112701 | Ext door, alum, 3'-6, remove | Ea | 12.5
6112703 | Ext door, alum, 3'-6, clean | Ea | 18
6112704 | Ext door, alum, 3'-6, rem & reins | Ea | 27
6112705 | Ext door, alum, 3'-6 | Ea | 675
6112706 | Ext door, alum, 3'-6, paint | Ea | 24
6112801 | Ext door, oak, decorator, remove | Ea | 18.5
6112803 | Ext door, oak, decorator, clean | Ea | 35
6112804 | Ext door, oak, decorator, rem & reins | Ea | 47.5
6112805 | Ext door, oak, decorator | Ea | 725
6112806 | Ext door, oak, decorator, paint | Ea | 45
6112807 | Ext door, oak, decorator, refinish | Ea | 85
6112901 | Ext door, wood, double, remove | Ea | 24
6112903 | Ext door, wood, double, clean | Ea | 45
6112904 | Ext door, wood, double, rem & reins | Ea | 57.5
6112905 | Ext door, wood, double | Ea | 775
6112906 | Ext door, wood, double, paint | Ea | 52.5
6112907 | Ext door, wood, double, refinish | Ea | 95
6113101 | Ext door, 1 side panel, remove | Ea | 22.5
6113103 | Ext door, 1 side panel, clean | Ea | 35
6113104 | Ext door, 1 side panel, rem & reins | Ea | 55
6113105 | Ext door, 1 side panel | Ea | 365
6113106 | Ext door, 1 side panel, paint | Ea | 42.5
6113107 | Ext door, 1 side panel, refinish | Ea | 52.5
6113201 | Ext door, 2 side panels, remove | Ea | 26.5
6113203 | Ext door, 2 side panels, clean | Ea | 42.5
6113204 | Ext door, 2 side panels, rem & reins | Ea | 60
6113205 | Ext door, 2 side panels | Ea | 395
6113206 | Ext door, 2 side panels, paint | Ea | 45
6113207 | Ext door, 2 side panels, refinish | Ea | 57.5
6113501 | Screen door, wood, remove | Ea | 12.5
6113503 | Screen door, wood, clean | Ea | 18.5
6113505 | Screen door, wood, rem & reins | Ea | 26
6113505 | Screen door, wood | Ea | 105
6113506 | Screen door, wood, paint | Ea | 24
6113601 | Screen door, alum, remove | Ea | 12.5
6113603 | Screen door, alum, clean | Ea | 18.5
6113604 | Screen door, alum, rem & reins | Ea | 24
6113605 | Screen door, alum | Ea | 95
6113715 | Re-screen door | Ea | 36.5
6113735 | Re-screen full screen | Ea | 24.5
6113755 | Re-screen half screen | Ea | 19.75
6113775 | Re-screen solar screen | Sf | 2.95
6114201 | French door w/glass, 6'W, remove | Pair | 40
6114203 | French door w/glass, 6'W, clean | Pair | 75
6114204 | French door w/glass, 6'W, rem & reins | Pair | 145
6114205 | French door w/glass, 6'W | Pair | 1075
6114206 | French door w/glass, 6'W, paint | Pair | 75
6114207 | French door w/glass, 6'W, refinish | Pair | 125
6114501 | Garage door, O/H, f/glass, 9x7, remove | Ea | 35
6114503 | Garage door, O/H, f/glass, 9x7, clean | Ea | 40
6114505 | Garage door, O/H, f/glass, 9x7 | Ea | 395
6114531 | Garage door, O/H, metal, 9x7, remove | Ea | 35
6114533 | Garage door, O/H, metal, 9x7, clean | Ea | 40
6114535 | Garage door, O/H, metal, 9x7 | Ea | 415
6114551 | Garage door, O/H, wood, 9x7, remove | Ea | 35
6114553 | Garage door, O/H, wood, 9x7, clean | Ea | 40
6114555 | Garage door, O/H, wood, 9x7 | Ea | 575
6114556 | Garage door, O/H, wood, 9x7, paint | Ea | 65
6114571 | Garage door, O/H, metal, 16x7, remove | Ea | 45
6114573 | Garage door, O/H, metal, 16x7, clean | Ea | 45
6114575 | Garage door, O/H, metal, 16x7 | Ea | 675
6114576 | Garage door, O/H, metal, 16x7, paint | Ea | 80
6115101 | Electric O/H garage dooor opener, remove | Ea | 25
6115102 | Electric O/H garage dooor opener, repair | Ea | 45
6115103 | Electric O/H garage dooor opener, clean | Ea | 22.5
6115105 | Electric O/H garage dooor opener | Ea | 225
6115131 | O/H garage door track, remove | Ea | 17.5
6115135 | O/H garage door track | Ea | 115
63 | Trimwork
6311101 | Flashing, aluminum, remove | Sf | 0.35
6311103 | Flashing, aluminum, clean | Sf | 0.45
6311105 | Flashing, aluminum | Sf | 2.75
6311106 | Flashing, aluminum, paint | Sf | 0.75
6312101 | Fascia, aluminum, remove | Sf | 0.3
6312103 | Fascia, aluminum, clean | Sf | 0.45
6312105 | Fascia, aluminum | Sf | 4.75
6312106 | Fascia, aluminum, paint | Sf | 0.75
6312201 | Fascia, redwood, 1x6, remove | Lf | 0.25
6312205 | Fascia, redwood, 1x6 | Lf | 2.65
6312206 | Fascia, redwood, 1x6, paint | Lf | 0.45
6312207 | Fascia, redwood, 1x6, refinish | Lf | 0.65
6312231 | Fascia, redwood, 1x8, remove | Lf | 0.3
6312235 | Fascia, redwood, 1x8 | Lf | 2.75
6312236 | Fascia, redwood, 1x8, paint | Lf | 0.55
6312237 | Fascia, redwood, 1x8, refinish | Lf | 0.85
6312251 | Fascia, cedar, 1x6, remove | Lf | 0.25
6312255 | Fascia, cedar, 1x6 | Lf | 1.65
6312256 | Fascia, cedar, 1x6, paint | Lf | 0.45
6312257 | Fascia, cedar, 1x6, refinish | Lf | 0.65
6312271 | Fascia, cedar, 1x8, remove | Lf | 0.3
6312275 | Fascia, cedar, 1x8 | Lf | 1.75
6312276 | Fascia, cedar, 1x8, paint | Lf | 0.55
6312277 | Fascia, cedar, 1x8, refinish | Lf | 0.85
6313111 | Fascia, pine, 1x6, remove | Lf | 0.25
6313115 | Fascia, pine, 1x6 | Lf | 1.55
6313116 | Fascia, pine, 1x6, paint | Lf | 0.45
6313117 | Fascia, pine, 1x6, refinish | Lf | 0.65
6313131 | Fascia, pine, 1x8, remove | Lf | 0.3
6313135 | Fascia, pine, 1x8 | Lf | 1.7
6313136 | Fascia, pine, 1x8, paint | Lf | 0.55
6313137 | Fascia, pine, 1x8, refinish | Lf | 0.85
6314101 | Trim, ext, pine, 1x2, remove | Lf | 0.13
6314105 | Trim, ext, pine, 1x2 | Lf | 0.75
6314106 | Trim, ext, pine, 1x2, paint | Lf | 0.3
6314107 | Trim, ext, pine, 1x2, refinish | Lf | 0.6
6314121 | Trim, ext, pine, 1x4, remove | Lf | 0.18
6314125 | Trim, ext, pine, 1x4 | Lf | 0.85
6314126 | Trim, ext, pine, 1x4, paint | Lf | 0.4
6314127 | Trim, ext, pine, 1x4, refinish | Lf | 0.65
6314141 | Trim, ext, pine, 1x6, remove | Lf | 0.3
6314145 | Trim, ext, pine, 1x6 | Lf | 1.15
6314146 | Trim, ext, pine, 1x6, paint | Lf | 0.55
6314147 | Trim, ext, pine, 1x6, refinish | Lf | 0.85
6315161 | Trim, ext, pine, 1x8, remove | Lf | 0.3
6315165 | Trim, ext, pine, 1x8 | Lf | 1.45
6315166 | Trim, ext, pine, 1x8, paint | Lf | 0.55
6315167 | Trim, ext, pine, 1x8, refinish | Lf | 0.85
6315181 | Trim, ext, pine, 1x12, remove | Lf | 0.4
6315185 | Trim, ext, pine, 1x12 | Lf | 2.95
6315186 | Trim, ext, pine, 1x12, paint | Lf | 0.75
6315187 | Trim, ext, pine, 1x12, refinish | Lf | 0.95
6316101 | Soffit vent, cont, alum, remove | Lf | 0.45
6316103 | Soffit vent, cont, alum, clean | Lf | 0.95
6316105 | Soffit vent, cont, alum | Lf | 3.25
6316106 | Soffit vent, cont, alum, paint | Lf | 1.15
6316201 | Cornice, ext, pine, 1x6, remove | Lf | 0.22
6316205 | Cornice, ext, pine, 1x6 | Lf | 0.95
6316206 | Cornice, ext, pine, 1x6, paint | Lf | 0.55
6316331 | Under eave vent, alum, 16x8, remove | Ea | 1.35
6316333 | Under eave vent, alum, 16x8, clean | Ea | 2.25
6316335 | Under eave vent, alum, 16x8 | Ea | 12.25
6316336 | Under eave vent, alum, 16x8, paint | Ea | 2.45
6317101 | Soffit, plywood, 1/2", remove | Sf | 0.35
6317105 | Soffit, plywood, 1/2" | Sf | 1.85
6317106 | Soffit, plywood, 1/2", paint | Sf | 1.75
65 | Wood Decks
6504102 | Column base, concrete, repair | Ea | 22.5
6504105 | Column base, concrete | Ea | 30
6512101 | Decking, 1x4, redwood, remove | Sf | 0.45
6512103 | Decking, 1x4, redwood, clean | Sf | 0.65
6512104 | Decking, 1x4, redwood, rem & reins | Sf | 1.55
6512105 | Decking, 1x4, redwood | Sf | 3.1
6512106 | Decking, 1x4, redwood, paint | Sf | 0.75
6512151 | Decking, 1x6, redwood, remove | Sf | 0.45
6512153 | Decking, 1x6, redwood, clean | Sf | 0.65
6512154 | Decking, 1x6, redwood, rem & reins | Sf | 1.55
6512155 | Decking, 1x6, redwood | Sf | 3.15
6512156 | Decking, 1x6, redwood, paint | Sf | 0.75
6512301 | Decking, 2x4, cedar, remove | Sf | 0.6
6512303 | Decking, 2x4, cedar, clean | Sf | 0.65
6512304 | Decking, 2x4, cedar, rem & reins | Sf | 1.75
6512305 | Decking, 2x4, cedar | Sf | 4.15
6512306 | Decking, 2x4, cedar, paint | Sf | 0.75
6512351 | Decking, 2x6, cedar, remove | Sf | 0.6
6512353 | Decking, 2x6, cedar, clean | Sf | 0.65
6512354 | Decking, 2x6, cedar, rem & reins | Sf | 1.75
6512355 | Decking, 2x6, cedar | Sf | 4.05
6512356 | Decking, 2x6, cedar, paint | Sf | 0.75
6512401 | Decking, 2x4, redwood, remove | Sf | 0.6
6512403 | Decking, 2x4, redwood, clean | Sf | 0.65
6512404 | Decking, 2x4, redwood, rem & reins | Sf | 1.75
6512405 | Decking, 2x4, redwood | Sf | 5.49
6512406 | Decking, 2x4, redwood, paint | Sf | 0.75
6512451 | Decking, 2x6, redwood, remove | Sf | 0.6
6512453 | Decking, 2x6, redwood, clean | Sf | 0.65
6512454 | Decking, 2x6, redwood, rem & reins | Sf | 1.75
6512455 | Decking, 2x6, redwood | Sf | 5.45
6512456 | Decking, 2x6, redwood, paint | Sf | 0.75
6512501 | Joist, 2x8, cedar, remove | Lf | 0.45
6512504 | Joist, 2x8, cedar, rem & reins | Lf | 0.85
6512505 | Joist, 2x8, cedar | Lf | 1.53
6512506 | Joist, 2x8, cedar, paint | Lf | 0.65
6512551 | Joist, 2x8, redwood, remove | Lf | 0.45
6512554 | Joist, 2x8, redwood, rem & reins | Lf | 0.85
6512555 | Joist, 2x8, redwood | Lf | 1.8
6512556 | Joist, 2x8, redwood, paint | Lf | 0.65
6512601 | Joist, 2x10, cedar, remove | Lf | 0.5
6512604 | Joist, 2x10, cedar, rem & reins | Lf | 0.9
6512605 | Joist, 2x10, cedar | Lf | 1.75
6512606 | Joist, 2x10, cedar, paint | Lf | 0.75
6512651 | Joist, 2x10, redwood, remove | Lf | 0.5
6512654 | Joist, 2x10, redwood, rem & reins | Lf | 0.9
6512655 | Joist, 2x10, redwood | Lf | 2.16
6512656 | Joist, 2x10, redwood, paint | Lf | 0.75
6512701 | Joist, 2x12, cedar, remove | Lf | 0.6
6512704 | Joist, 2x12, cedar, rem & reins | Lf | 1.05
6512705 | Joist, 2x12, cedar | Lf | 2.21
6512706 | Joist, 2x12, cedar, paint | Lf | 0.85
6512751 | Joist, 2x12, redwood, remove | Lf | 0.6
6512754 | Joist, 2x12, redwood, rem & reins | Lf | 1.05
6512755 | Joist, 2x12, redwood | Lf | 2.52
6512756 | Joist, 2x12, redwood, paint | Lf | 0.85
6512801 | Post, 4x4, cedar, remove | Lf | 0.55
6512804 | Post, 4x4, cedar, rem & reins | Lf | 1.2
6512805 | Post, 4x4, cedar | Lf | 1.7
6512806 | Post, 4x4, cedar, paint | Lf | 1.35
6512851 | Post, 4x4, redwood, remove | Lf | 0.55
6512854 | Post, 4x4, redwood, rem & reins | Lf | 1.2
6512855 | Post, 4x4, redwood | Lf | 1.92
6512856 | Post, 4x4, redwood, paint | Lf | 1.35
6512901 | Post, 6x6, cedar, remove | Lf | 0.85
6512904 | Post, 6x6, cedar, rem & reins | Lf | 1.45
6512905 | Post, 6x6, cedar | Lf | 2.9
6512906 | Post, 6x6, cedar, paint | Lf | 1.75
6512951 | Post, 6x6, redwood, remove | Lf | 0.85
6512954 | Post, 6x6, redwood, rem & reins | Lf | 1.45
6512955 | Post, 6x6, redwood | Lf | 3.45
6512956 | Post, 6x6, redwood, paint | Lf | 1.75
6513101 | Steps, 2x10, cedar, remove | Lf | 0.35
6513103 | Steps, 2x10, cedar, clean | Lf | 0.65
6513104 | Steps, 2x10, cedar, rem & reins | Lf | 0.9
6513105 | Steps, 2x10, cedar | Lf | 1.75
6513106 | Steps, 2x10, cedar, paint | Lf | 0.75
6513151 | Steps, 2x10, redwood, remove | Lf | 0.35
6513153 | Steps, 2x10, redwood, clean | Lf | 0.65
6513154 | Steps, 2x10, redwood, rem & reins | Lf | 0.9
6513155 | Steps, 2x10, redwood | Lf | 2.38
6513156 | Steps, 2x10, redwood, paint | Lf | 0.75
6513201 | Railing, 1x6, cedar, remove | Lf | 0.35
6513203 | Railing, 1x6, cedar, clean | Lf | 0.45
6513204 | Railing, 1x6, cedar, rem & reins | Lf | 0.7
6513205 | Railing, 1x6, cedar | Lf | 1.45
6513206 | Railing, 1x6, cedar, paint | Lf | 0.55
6513251 | Railing, 1x6, redwood, remove | Lf | 0.35
6513253 | Railing, 1x6, redwood, clean | Lf | 0.45
6513254 | Railing, 1x6, redwood, rem & reins | Lf | 0.7
6513255 | Railing, 1x6, redwood | Lf | 1.65
6513256 | Railing, 1x6, redwood, paint | Lf | 0.55
6513301 | Railing, 2x6, cedar, remove | Lf | 0.45
6513303 | Railing, 2x6, cedar, clean | Lf | 0.45
6513304 | Railing, 2x6, cedar, rem & reins | Lf | 0.85
6513305 | Railing, 2x6, cedar | Lf | 2.31
6513306 | Railing, 2x6, cedar, paint | Lf | 0.75
6513351 | Railing, 2x6, redwood, remove | Lf | 0.45
6513353 | Railing, 2x6, redwood, clean | Lf | 0.45
6513354 | Railing, 2x6, redwood, rem & reins | Lf | 0.85
6513355 | Railing, 2x6, redwood | Lf | 2.96
6513356 | Railing, 2x6, redwood, paint | Lf | 0.75
69 | Exterior, Landscaping
6901101 | Exterior light fixture, avg, remove | Ea | 15
6901105 | Exterior light fixture, avg | Ea | 85
6901205 | Flood light, double | Ea | 55
6901304 | Dryer vent, rem & reins | Ea | 17.5
6901305 | Dryer vent | Ea | 42.5
6901402 | Exterior outlet, wiring, repair | Ea | 45
6901405 | Exterior outlet, wiring | Ea | 105
6902101 | Doghouse, remove | Ea | 15
6902102 | Doghouse, repair | Ea | 27.5
6902103 | Doghouse, clean | Ea | 15
6902105 | Doghouse | Ea | 85
6902106 | Doghouse, paint | Ea | 25
6903103 | Paving, brick, no joint, clean | Sf | 4.5
6903104 | Paving, brick, no joint, rem & reins | Sf | 5.5
6903105 | Paving, brick, no joint | Sf | 8.5
6903201 | Pavers, concrete, remove | Sf | 0.75
6903203 | Pavers, concrete, clean | Sf | 1.25
6903204 | Pavers, concrete, rem & reins | Sf | 2.5
6903205 | Pavers, concrete | Sf | 4.5
6905101 | TV Antenna, remove | Ea | 15
6905102 | TV Antenna, repair | Ea | 45
6905103 | TV Antenna, clean | Ea | 25
6905104 | TV Antenna, rem & reins | Ea | 30
6905105 | TV Antenna | Ea | 105
6905151 | Antenna tower, steel, remove | Ea | 25
6905153 | Antenna tower, steel, clean | Ea | 45
6905154 | Antenna tower, steel, rem & reins | Ea | 65
6905155 | Antenna tower, steel | Ea | 210
6905156 | Antenna tower, steel, paint | Ea | 35
6905201 | Sunshade, wood, avg, remove | Ea | 55
6905202 | Sunshade, wood, avg, repair | Ea | 115
6905203 | Sunshade, wood, avg, clean | Ea | 415
6905204 | Sunshade, wood, avg, rem & reins | Ea | 125
6905205 | Sunshade, wood, avg | Ea | 415
6905206 | Sunshade, wood, avg, paint | Ea | 75
6905301 | Sunshade, metal, avg, remove | Ea | 75
6905302 | Sunshade, metal, avg, repair | Ea | 145
6905303 | Sunshade, metal, avg, clean | Ea | 67.5
6905304 | Sunshade, metal, avg, rem & reins | Ea | 145
6905305 | Sunshade, metal, avg | Ea | 445
6905306 | Sunshade, metal, avg, paint | Ea | 75
6906101 | Post, wood, 4x4, remove | Lf | 0.25
6906102 | Post, wood, 4x4, repair | Lf | 2.45
6906104 | Post, wood, 4x4, rem & reins | Lf | 1.55
6906105 | Post, wood, 4x4 | Lf | 4.75
6906106 | Post, wood, 4x4, paint | Lf | 2.75
6906201 | Post, wood, 6x6, remove | Lf | 0.3
6906202 | Post, wood, 6x6, repair | Lf | 2.75
6906204 | Post, wood, 6x6, rem & reins | Lf | 2.25
6906205 | Post, wood, 6x6 | Lf | 6.5
6906206 | Post, wood, 6x6, paint | Lf | 3.5
6906304 | Railroad tie, rem & reins | Lf | 0.75
6906305 | Railroad tie | Lf | 2.35
6906401 | Landscape lumber, 4x4, remove | Lf | 0.15
6906404 | Landscape lumber, 4x4, rem & reins | Lf | 0.45
6906405 | Landscape lumber, 4x4 | Lf | 0.6
6906406 | Landscape lumber, 4x4, paint | Lf | 0.35
6906451 | Landscape lumber, 6x6, remove | Lf | 0.2
6906454 | Landscape lumber, 6x6, rem & reins | Lf | 0.65
6906455 | Landscape lumber, 6x6 | Lf | 2.55
6906456 | Landscape lumber, 6x6, paint | Lf | 0.45
6906501 | Landscape wood, 4" round, remove | Lf | 0.15
6906504 | Landscape wood, 4" round, rem & reins | Lf | 0.45
6906505 | Landscape wood, 4" round | Lf | 1
6906506 | Landscape wood, 4" round, paint | Lf | 0.35
6906601 | Treated wood, 2x6, remove | Lf | 0.15
6906604 | Treated wood, 2x6, rem & reins | Lf | 0.4
6906605 | Treated wood, 2x6 | Lf | 0.95
6906606 | Treated wood, 2x6, paint | Lf | 0.35
6908102 | Tree guy, incl stakes, repair | Ea | 17.5
6908105 | Tree guy, incl stakes | Ea | 55
6908205 | Lawn, grade and seed | Sy | 1.75
6908301 | Common shrubs, 12", remove | Ea | 7.5
6908305 | Common shrubs, 12" | Ea | 52.5
6908401 | Common shrubs, 24", remove | Ea | 10
6908405 | Common shrubs, 24" | Ea | 61.25
6908601 | Common groundcover, remove | Sf | 0.35
6908605 | Common groundcover | Sf | 4.5
6908651 | Common trees, to 10' tall, remove | Ea | 22.5
6908655 | Common trees, to 10' tall | Ea | 250
6908701 | Damaged tree, avg, remove | Ea | 120
6908905 | Astro turf surface | Sy | 6.25
811 | Fences, Gates
8110101 | Chain link fence, 3', remove | Lf | 0.45
8110104 | Chain link fence, 3', rem & reins | Lf | 1.65
8110105 | Chain link fence, 3' | Lf | 4.75
8110106 | Chain link fence, 3', paint | Lf | 1.45
8110201 | Chain link fence, 4', remove | Lf | 0.45
8110204 | Chain link fence, 4', rem & reins | Lf | 1.65
8110205 | Chain link fence, 4' | Lf | 5.55
8110206 | Chain link fence, 4', paint | Lf | 1.55
8110301 | Chain link fence, 5', remove | Lf | 0.65
8110304 | Chain link fence, 5', rem & reins | Lf | 2.25
8110305 | Chain link fence, 5' | Lf | 8.25
8110306 | Chain link fence, 5', paint | Lf | 2.25
8111101 | Chain link gate, 3', remove | Ea | 12.5
8111104 | Chain link gate, 3', rem & reins | Ea | 35
8111105 | Chain link gate, 3' | Ea | 95
8111106 | Chain link gate, 3', paint | Ea | 22.5
8111201 | Chain link gate, 4', remove | Ea | 17.5
8111204 | Chain link gate, 4', rem & reins | Ea | 55
8111205 | Chain link gate, 4' | Ea | 115
8111206 | Chain link gate, 4', paint | Ea | 27.5
8111301 | Chain link gate, 5', remove | Ea | 22.5
8111304 | Chain link gate, 5', rem & reins | Ea | 80
8111305 | Chain link gate, 5' | Ea | 145
8111306 | Chain link gate, 5', paint | Ea | 35
8112101 | Picket fence, cedar, 4', remove | Lf | 3.5
8112104 | Picket fence, cedar, 4', rem & reins | Lf | 7.25
8112105 | Picket fence, cedar, 4' | Lf | 19.5
8112106 | Picket fence, cedar, 4', paint | Lf | 6.25
8112201 | Picket fence gate, 4', remove | Ea | 19.5
8112204 | Picket fence gate, 4', rem & reins | Ea | 62.5
8112205 | Picket fence gate, 4' | Ea | 120
8112206 | Picket fence gate, 4', paint | Ea | 36
8112301 | Basket weave fence, 6', remove | Lf | 4.5
8112304 | Basket weave fence, 6', rem & reins | Lf | 11
8112305 | Basket weave fence, 6' | Lf | 32.5
8112306 | Basket weave fence, 6', paint | Lf | 7.5
8112401 | Basket weave gate, 6', remove | Ea | 22
8112404 | Basket weave gate, 6', rem & reins | Ea | 75.5
8112405 | Basket weave gate, 6' | Ea | 175
8112406 | Basket weave gate, 6', paint | Ea | 45
8112501 | Open rail fence, cedar, 4', remove | Lf | 3.5
8112504 | Open rail fence, cedar, 4', rem & reins | Lf | 7.25
8112505 | Open rail fence, cedar, 4' | Lf | 15.5
8112506 | Open rail fence, cedar, 4', paint | Lf | 6.25
8112601 | Open rail fence gate, 4', remove | Ea | 24
8112604 | Open rail fence gate, 4', rem & reins | Ea | 60
8112605 | Open rail fence gate, 4' | Ea | 125
8112606 | Open rail fence gate, 4', paint | Ea | 32
8112701 | Chicken wire fence, 4', remove | Lf | 1.25
8112704 | Chicken wire fence, 4', rem & reins | Lf | 2.5
8112705 | Chicken wire fence, 4' | Lf | 6.5
8112706 | Chicken wire fence, 4', paint | Lf | 3.5
8112801 | Chicken wire fence, 5', remove | Lf | 1.65
8112804 | Chicken wire fence, 5', rem & reins | Lf | 3.55
8112805 | Chicken wire fence, 5' | Lf | 9.5
8112806 | Chicken wire fence, 5', paint | Lf | 4.75
8113101 | Privacy fence, pine, 6', remove | Lf | 4.5
8113104 | Privacy fence, pine, 6', rem & reins | Lf | 11.75
8113105 | Privacy fence, pine, 6' | Lf | 18.75
8113106 | Privacy fence, pine, 6', paint | Lf | 7.5
8114101 | Fence posts, wood, 4x4, remove | Ea | 6.5
8114104 | Fence posts, wood, 4x4, rem & reins | Ea | 14
8114105 | Fence posts, wood, 4x4 | Ea | 32.5
8114106 | Fence posts, wood, 4x4, paint | Ea | 7.5
8115106 | Paint fence | Sf | 0.65
813 | Pavements
8131205 | Saw-cut concrete | Lf | 2.25
8131305 | Repair pavement cracks, epoxy fill | Lf | 22.5
8131405 | Seal concrete pavement | Sf | 4.25
8131501 | Concrete slab, 4" thick, remove | Sf | 1.35
8131505 | Concrete slab, 4" thick | Sf | 4.85
8131601 | Concrete slab, 6" thick, remove | Sf | 1.85
8131605 | Concrete slab, 6" thick | Sf | 5.95
8133101 | Asphalt pavement, remove | Sf | 1.45
8133105 | Asphalt pavement | Sf | 4.85
8133207 | Asphalt slurry coating | Sf | 0.16
8133305 | Asphalt topping, 1" | Sf | 1.25
815 | Swimming pools
815110 | Pool, diving board, 16'L | Ea | 725
8151202 | Pool tile, repair | Sf | 18.5
8151303 | Pool coping | Lf | 21.5
8153102 | Repair pool cracks, epoxy fill | Lf | 12.75
8154101 | Plaster pool face, remove | Sf | 0.75
8154105 | Plaster pool face | Sf | 3.55
816 | Sheds, buildings
8161101 | Wood shed, 5'x7', remove | Ea | 125
8161105 | Wood shed, 5'x7' | Ea | 795
8161201 | Wood shed, 8'x10', remove | Ea | 175
8161205 | Wood shed, 8'x10' | Ea | 1350
8162101 | Aluminum shed, 5'x7', remove | Ea | 25
8162105 | Aluminum shed, 5'x7' | Ea | 525
8162201 | Aluminum shed, 8'x10', remove | Ea | 35
8162205 | Aluminum shed, 8'x10' | Ea | 925

## Interior
Costcode | Description | Unit | Cost/unit
16 | Drapes, Blinds
1602101 | Blinds, alum, 1" slats, remove | Sf | 0.75
1602102 | Blinds, alum, 1" slats, repair | Sf | 0.75
1602103 | Blinds, alum, 1" slats, clean | Sf | 0.75
1602104 | Blinds, alum, 1" slats, rem & reins | Sf | 1.5
1602105 | Blinds, alum, 1" slats | Sf | 3.25
1602201 | Blinds, vertical, PVC, remove | Sf | 0.55
1602202 | Blinds, vertical, PVC, repair | Sf | 1.25
1602203 | Blinds, vertical, PVC, clean | Sf | 1.25
1602204 | Blinds, vertical, PVC, rem & reins | Sf | 1.35
1602205 | Blinds, vertical, PVC | Sf | 6.25
1602301 | Window shade, vinyl, remove | Sf | 0.15
1602302 | Window shade, vinyl, repair | Sf | 0.55
1602303 | Window shade, vinyl, clean | Sf | 0.25
1602304 | Window shade, vinyl, rem & reins | Sf | 0.35
1602305 | Window shade, vinyl | Sf | 1.75
17 | Ceilings
171 | Ceiling, Drywall
1711105 | Drywall, ceiling, 1/2", rated, finished | Sf | 1.04
1711205 | Drywall, ceiling, 5/8", rated, finished | Sf | 1
1711305 | Drywall, ceiling, 1/2", rated, no finish | Sf | 0.71
1711405 | Drywall, ceiling, 5/8", rated, no finish | Sf | 0.75
1712105 | Drywall, ceiling, 1/2", finished | Sf | 0.89
1712205 | Drywall, ceiling, 5/8", finished | Sf | 0.94
1712305 | Drywall, ceiling, 1/2", no finish | Sf | 0.54
1712405 | Drywall, ceiling, 5/8", no finish | Sf | 0.58
1713105 | Drywall, ceiling, tape & finish | Sf | 0.3
1713205 | Drywall, ceiling, texture | Sf | 0.45
1713351 | Drywall, ceiling, remove | Sf | 0.15
1713352 | Drywall, ceiling, repair | Sf | 0.35
1713353 | Drywall, ceiling, clean | Sf | 0.25
1714102 | Plaster, ceiling, 2 coats, repair | Sy | 3.82
1714105 | Plaster, ceiling, 2 coats | Sy | 14.55
1714202 | Plaster, ceiling, 3 coats, repair | Sy | 3.9
1714205 | Plaster, ceiling, 3 coats | Sy | 19.75
1714211 | Plaster, ceiling, remove | Sy | 2.95
1714213 | Plaster, ceiling, clean | Sy | 1.8
1714301 | Veneer plaster, ceiling, remove | Sf | 0.2
1714302 | Veneer plaster, ceiling, repair | Sf | 0.25
1714303 | Veneer plaster, ceiling, clean | Sf | 0.1
1714305 | Veneer plaster, ceiling | Sf | 0.45
1714401 | Blown acoustic, remove | Sy | 0.2
1714402 | Blown acoustic, repair | Sy | 0.4
1714403 | Blown acoustic, clean | Sy | 0.15
1714405 | Blown acoustic | Sy | 0.52
1717107 | Scrape and sand ceiling | Sf | 0.65
1717203 | Wash ceiling | Sf | 0.25
172 | Suspended Ceiling
1721101 | Ceiling tile, 12x12, remove | Sf | 0.24
1721103 | Ceiling tile, 12x12, clean | Sf | 0.27
1721104 | Ceiling tile, 12x12, rem & reins | Sf | 0.45
1721105 | Ceiling tile, 12x12 | Sf | 2.25
1721106 | Ceiling tile, 12x12, paint | Sf | 0.27
1721201 | Suspended ceiling panels, remove | Sf | 0.2
1721203 | Suspended ceiling panels, clean | Sf | 0.27
1721204 | Suspended ceiling panels, rem & reins | Sf | 0.35
1721205 | Suspended ceiling panels | Sf | 1.95
1721206 | Suspended ceiling panels, paint | Sf | 0.27
1721301 | Suspended ceiling w/grid, remove | Sf | 0.3
1721303 | Suspended ceiling w/grid, clean | Sf | 0.35
1721304 | Suspended ceiling w/grid, rem & reins | Sf | 0.48
1721305 | Suspended ceiling w/grid | Sf | 2.75
1721306 | Suspended ceiling w/grid, paint | Sf | 0.4
1721401 | Suspended ceiling channels, remove | Sf | 0.35
1721403 | Suspended ceiling channels, clean | Sf | 0.15
1721404 | Suspended ceiling channels, rem & reins | Sf | 0.85
1721405 | Suspended ceiling channels | Sf | 1.45
173 | Ceiling, Wood
1731101 | Ceiling, plywood, 1/2", remove | Sf | 0.12
1731103 | Ceiling, plywood, 1/2", clean | Sf | 0.15
1731105 | Ceiling, plywood, 1/2" | Sf | 1.25
1731106 | Ceiling, plywood, 1/2", paint | Sf | 0.25
1731201 | Ceiling, birch plywood, 1/2", remove | Sf | 0.12
1731203 | Ceiling, birch plywood, 1/2", clean | Sf | 0.15
1731205 | Ceiling, birch plywood, 1/2" | Sf | 1.55
1731206 | Ceiling, birch plywood, 1/2", paint | Sf | 0.25
1731301 | Ceiling, T&G, remove | Sf | 0.25
1731303 | Ceiling, T&G, clean | Sf | 0.2
1731305 | Ceiling, T&G | Sf | 3.25
1731306 | Ceiling, T&G, paint | Sf | 0.25
1731401 | Furring, ceiling, remove | Sf | 0.3
1731405 | Furring, ceiling | Sf | 0.62
19 | Floors
191 | Subfloor
1911111 | Plywood, CDX, 1/2", remove | Sf | 0.12
1911112 | Plywood, CDX, 1/2", repair | Sf | 0.38
1911113 | Plywood, CDX, 1/2", clean | Sf | 0.21
1911115 | Plywood, CDX, 1/2" | Sf | 0.68
1911131 | Plywood, CDX, 5/8", remove | Sf | 0.13
1911132 | Plywood, CDX, 5/8", repair | Sf | 0.42
1911133 | Plywood, CDX, 5/8", clean | Sf | 0.23
1911135 | Plywood, CDX, 5/8" | Sf | 0.85
1911151 | Plywood, CDX, 3/4", remove | Sf | 0.14
1911152 | Plywood, CDX, 3/4", repair | Sf | 0.55
1911153 | Plywood, CDX, 3/4", clean | Sf | 0.24
1911155 | Plywood, CDX, 3/4" | Sf | 1.01
1911211 | Particle board, 1/2", remove | Sf | 0.14
1911212 | Particle board, 1/2", repair | Sf | 0.35
1911213 | Particle board, 1/2", clean | Sf | 0.21
1911215 | Particle board, 1/2" | Sf | 0.61
1911231 | Particle board, 5/8", remove | Sf | 0.13
1911232 | Particle board, 5/8", repair | Sf | 0.4
1911233 | Particle board, 5/8", clean | Sf | 0.22
1911235 | Particle board, 5/8" | Sf | 0.78
1911251 | Particle board, 3/4", remove | Sf | 0.16
1911252 | Particle board, 3/4", repair | Sf | 0.59
1911253 | Particle board, 3/4", clean | Sf | 0.28
1911255 | Particle board, 3/4" | Sf | 0.91
1911311 | Hardboard, 1/4", remove | Sf | 0.12
1911312 | Hardboard, 1/4", repair | Sf | 0.22
1911313 | Hardboard, 1/4", clean | Sf | 0.23
1911315 | Hardboard, 1/4" | Sf | 0.58
195 | Flooring
1951101 | Wood plank, oak, remove | Sf | 0.75
1951102 | Wood plank, oak, repair | Sf | 5.45
1951103 | Wood plank, oak, clean | Sf | 1.25
1951105 | Wood plank, oak | Sf | 9.45
1951106 | Wood plank, oak, paint | Sf | 0.18
1951107 | Wood plank, oak, refinish | Sf | 2.25
1951201 | Parquetry, oak, remove | Sf | 0.75
1951202 | Parquetry, oak, repair | Sf | 5.25
1951203 | Parquetry, oak, clean | Sf | 1.25
1951205 | Parquetry, oak | Sf | 8.75
1951206 | Parquetry, oak, paint | Sf | 0.18
1951207 | Parquetry, oak, refinish | Sf | 2.25
1951301 | Parquetry, walnut, remove | Sf | 0.75
1951302 | Parquetry, walnut, repair | Sf | 5.05
1951303 | Parquetry, walnut, clean | Sf | 1.25
1951305 | Parquetry, walnut | Sf | 7.55
1951306 | Parquetry, walnut, paint | Sf | 0.18
1951307 | Parquetry, walnut, refinish | Sf | 2.25
1951401 | T&G, hardwood, remove | Sf | 0.7
1951402 | T&G, hardwood, repair | Sf | 5.25
1951403 | T&G, hardwood, clean | Sf | 1.25
1951405 | T&G, hardwood | Sf | 7.25
1951406 | T&G, hardwood, paint | Sf | 0.18
1951407 | T&G, hardwood, refinish | Sf | 2.25
1951501 | T&G, pine, remove | Sf | 0.65
1951502 | T&G, pine, repair | Sf | 4.35
1951503 | T&G, pine, clean | Sf | 1.25
1951505 | T&G, pine | Sf | 5.35
1951506 | T&G, pine, paint | Sf | 0.18
1951507 | T&G, pine, refinish | Sf | 2.25
1952101 | Marble floor, 3/8", remove | Sf | 1.25
1952103 | Marble floor, 3/8", clean | Sf | 0.75
1952104 | Marble floor, 3/8", rem & reins | Sf | 2.75
1952105 | Marble floor, 3/8" | Sf | 9.75
1952201 | Slate floor, 1/4", remove | Sf | 0.8
1952203 | Slate floor, 1/4", clean | Sf | 0.55
1952204 | Slate floor, 1/4", rem & reins | Sf | 1.95
1952205 | Slate floor, 1/4" | Sf | 4.55
1952301 | Brick floor, 1-1/4" , remove | Sf | 0.65
1952303 | Brick floor, 1-1/4" , clean | Sf | 0.5
1952304 | Brick floor, 1-1/4" , rem & reins | Sf | 2.25
1952305 | Brick floor, 1-1/4" | Sf | 6.85
1952401 | Quarry tile, 1/2", remove | Sf | 0.75
1952403 | Quarry tile, 1/2", clean | Sf | 0.55
1952404 | Quarry tile, 1/2", rem & reins | Sf | 1.9
1952405 | Quarry tile, 1/2" | Sf | 7.25
1952501 | Vinyl tile, 12x12, remove | Sf | 0.45
1952503 | Vinyl tile, 12x12, clean | Sf | 0.75
1952505 | Vinyl tile, 12x12 | Sf | 3.45
1952601 | Vinyl sheet, 1/8", remove | Sf | 0.3
1952603 | Vinyl sheet, 1/8", clean | Sf | 0.65
1952605 | Vinyl sheet, 1/8" | Sf | 4.25
1952901 | Cork tile, 1/8", remove | Sf | 0.3
1952905 | Cork tile, 1/8" | Sf | 3.25
1953101 | Ceramic tile, 4x4, remove | Sf | 0.75
1953103 | Ceramic tile, 4x4, clean | Sf | 0.65
1953105 | Ceramic tile, 4x4 | Sf | 6.25
1953201 | Mosaic tile, 1x1, remove | Sf | 0.55
1953203 | Mosaic tile, 1x1, clean | Sf | 0.65
1953205 | Mosaic tile, 1x1 | Sf | 7.15
1954101 | Concrete, 4", w/mesh, remove | Sf | 0.5
1954102 | Concrete, 4", w/mesh, repair | Sf | 2.65
1954103 | Concrete, 4", w/mesh, clean | Sf | 0.65
1954104 | Concrete, 4", w/mesh, paint | Sf | 0.18
1954105 | Concrete, 4", w/mesh | Sf | 1.85
1956101 | Carpet, nylon, avg, remove | Sy | 0.4
1956103 | Carpet, nylon, avg, clean | Sy | 2.7
1956105 | Carpet, nylon, avg | Sy | 17.5
1956201 | Carpet, wool, avg, remove | Sy | 0.4
1956203 | Carpet, wool, avg, clean | Sy | 2.95
1956205 | Carpet, wool, avg | Sy | 34.5
1956301 | Carpet tile, avg, remove | Sy | 0.45
1956303 | Carpet tile, avg, clean | Sy | 2.85
1956305 | Carpet tile, avg | Sy | 20.5
1956601 | Carpet pad, 1/2", rebound, remove | Sy | 0.35
1956605 | Carpet pad, 1/2", rebound | Sy | 2.25
1956611 | Carpet pad, 1/2", matrix, remove | Sy | 0.35
1956615 | Carpet pad, 1/2", matrix | Sy | 2.95
1956701 | Synthetic turf, 3/8", remove | Sf | 0.35
1956705 | Synthetic turf, 3/8" | Sf | 3.45
1957104 | Carpet, fold back & elevate | Sy | 1.95
1957201 | Carpet, remove and transport | Sy | 1.5
1957301 | Carpet, wet, remove | Sy | 2.75
1957401 | Carpet pad, wet, remove & dispose | Sy | 1.29
1957501 | Sewer carpet, remove & dispose | Sy | 4.5
1957531 | Sewer pad, remove & dispose | Sy | 2.65
1957601 | Carpet, fire damaged, remove | Sy | 3.25
1957611 | Carpet pad, fire damaged, remove | Sy | 1.65
1958105 | Vinyl base mould, 4" | Lf | 1.45
199 | Floors, Miscellaneous
1991107 | Refinish wood floor | Sf | 2.25
1991207 | Refinish old wood floor | Sf | 2.55
1991307 | Clean & wax floor | Sf | 0.42
1991403 | Clean & deodorize floor | Sf | 0.3
21 | Stairs
2111101 | Stair newel, 3-1/4"W, remove | Ea | 18
2111103 | Stair newel, 3-1/4"W, clean | Ea | 15
2111104 | Stair newel, 3-1/4"W, rem & reins | Ea | 37.5
2111105 | Stair newel, 3-1/4"W | Ea | 78
2111106 | Stair newel, 3-1/4"W, paint | Ea | 16.5
2111107 | Stair newel, 3-1/4"W, refinish | Ea | 22
2111201 | Stair baluster, pine, 30"H, remove | Ea | 3.75
2111203 | Stair baluster, pine, 30"H, clean | Ea | 2.25
2111204 | Stair baluster, pine, 30"H, rem & reins | Ea | 8.5
2111205 | Stair baluster, pine, 30"H | Ea | 14.75
2111206 | Stair baluster, pine, 30"H, paint | Ea | 4.5
2111207 | Stair baluster, pine, 30"H, refinish | Ea | 5.5
2111301 | Prefab stairs, 3'W, remove | Flgt | 125
2111303 | Prefab stairs, 3'W, clean | Flgt | 55
2111304 | Prefab stairs, 3'W, rem & reins | Flgt | 275
2111305 | Prefab stairs, 3'W | Flgt | 725
2111306 | Prefab stairs, 3'W, paint | Flgt | 115
2111307 | Prefab stairs, 3'W, refinish | Flgt | 145
2111401 | Stair railing, oak, remove | Lf | 2.25
2111403 | Stair railing, oak, clean | Lf | 1.35
2111404 | Stair railing, oak, rem & reins | Lf | 5.5
2111405 | Stair railing, oak | Lf | 18.25
2111406 | Stair railing, oak, paint | Lf | 1.95
2111407 | Stair railing, oak, refinish | Lf | 2.25
2111501 | Railing with baluster, remove | Lf | 6.15
2111503 | Railing with baluster, clean | Lf | 2.25
2111504 | Railing with baluster, rem & reins | Lf | 14.5
2111505 | Railing with baluster | Lf | 33
2111506 | Railing with baluster, paint | Lf | 3.75
2111507 | Railing with baluster, refinish | Lf | 5.75
2111601 | Stair riser, oak, remove | Lf | 2.55
2111603 | Stair riser, oak, clean | Lf | 1.75
2111604 | Stair riser, oak, rem & reins | Lf | 5.25
2111605 | Stair riser, oak | Lf | 9.75
2111606 | Stair riser, oak, paint | Lf | 2.5
2111607 | Stair riser, oak, refinish | Lf | 3.25
2111701 | Skirt board, pine, 1x10, remove | Lf | 7.95
2111703 | Skirt board, pine, 1x10, clean | Lf | 1.75
2111704 | Skirt board, pine, 1x10, rem & reins | Lf | 5.25
2111705 | Skirt board, pine, 1x10 | Lf | 2.45
2111706 | Skirt board, pine, 1x10, paint | Lf | 2.4
2111707 | Skirt board, pine, 1x10, refinish | Lf | 5.15
2111801 | Tread, oak, 3', remove | Ea | 5.75
2111803 | Tread, oak, 3', clean | Ea | 3.5
2111804 | Tread, oak, 3', rem & reins | Ea | 19.5
2111805 | Tread, oak, 3' | Ea | 41
2111806 | Tread, oak, 3', paint | Ea | 4.5
2111807 | Tread, oak, 3', refinish | Ea | 8.75
2111901 | Landing, remove | Ea | 37.5
2111903 | Landing, clean | Ea | 22
2111904 | Landing, rem & reins | Ea | 97.5
2111905 | Landing | Ea | 165
2111906 | Landing, paint | Ea | 22.5
2111907 | Landing, refinish | Ea | 41
2113101 | Curved stairways, oak, remove | Flgt | 625
2113103 | Curved stairways, oak, clean | Flgt | 325
2113104 | Curved stairways, oak, rem & reins | Flgt | 1750
2113105 | Curved stairways, oak | Flgt | 5750
2113106 | Curved stairways, oak, paint | Flgt | 375
2113107 | Curved stairways, oak, refinish | Flgt | 475
2114101 | Stairs, built in place, oak, remove | Flgt | 225
2114103 | Stairs, built in place, oak, clean | Flgt | 275
2114104 | Stairs, built in place, oak, rem & reins | Flgt | 575
2114105 | Stairs, built in place, oak | Flgt | 2175
2114106 | Stairs, built in place, oak, paint | Flgt | 255
2114107 | Stairs, built in place, oak, refinish | Flgt | 385
2114201 | Basement stairs, remove | Flgt | 85
2114203 | Basement stairs, clean | Flgt | 35
2114205 | Basement stairs | Flgt | 255
2114206 | Basement stairs, paint | Flgt | 75
2114301 | Folding stairs, remove | Ea | 55
2114303 | Folding stairs, clean | Ea | 45
2114304 | Folding stairs, rem & reins | Ea | 155
2114305 | Folding stairs | Ea | 425
2114306 | Folding stairs, paint | Ea | 78.5
2116107 | Scrape and sand stairs | Trd | 12.5
231 | Walls, Drywall
2311105 | Drywall, walls, rated, 1/2", finished | Sf | 0.83
2311205 | Drywall, walls, rated, 5/8", finished | Sf | 0.88
2311305 | Drywall, walls, rated, 1/2", no finish | Sf | 0.59
2311405 | Drywall, walls, rated, 5/8", no finish | Sf | 0.64
2312105 | Drywall, walls, 1/2", finished | Sf | 0.76
2312205 | Drywall, walls, 5/8", finished | Sf | 0.8
2312305 | Drywall, walls, 1/2", no finish | Sf | 0.52
2312405 | Drywall, walls, 5/8", no finish | Sf | 0.56
2313105 | Drywall, walls, tape & finish | Sf | 0.24
2313201 | Drywall, walls, texture, remove | Sf | 0.015
2313202 | Drywall, walls, texture, repair | Sf | 0.034
2313203 | Drywall, walls, texture, clean | Sf | 0.025
2313235 | Drywall, walls, texture | Sf | 0.042
2314102 | Plaster, walls, 2 coats, repair | Sy | 3.55
2314105 | Plaster, walls, 2 coats | Sy | 13.25
2314202 | Plaster, walls, 3 coats, repair | Sy | 3.75
2314205 | Plaster, walls, 3 coats | Sy | 18.5
2314211 | Plaster, walls, remove | Sy | 2.75
2314213 | Plaster, walls, clean | Sy | 1.75
2314301 | Veneer plaster, walls, remove | Sf | 0.19
2314302 | Veneer plaster, walls, repair | Sf | 0.23
2314303 | Veneer plaster, walls, clean | Sf | 0.1
2314305 | Veneer plaster, walls | Sf | 0.42
2314401 | Stucco plaster, 1", remove | Sy | 6.5
2314402 | Stucco plaster, 1", repair | Sy | 17.5
2314403 | Stucco plaster, 1", clean | Sy | 1.75
2314405 | Stucco plaster, 1" | Sy | 33.5
233 | Walls, Wood
2331105 | Furring, walls | Sf | 0.58
2331201 | Walls, plywood, 1/2", remove | Sf | 0.11
2331203 | Walls, plywood, 1/2", clean | Sf | 0.15
2331205 | Walls, plywood, 1/2" | Sf | 1.15
2331206 | Walls, plywood, 1/2", paint | Sf | 0.23
2331301 | Walls, birch plywood, 1/2", remove | Sf | 0.11
2331303 | Walls, birch plywood, 1/2", clean | Sf | 0.15
2331305 | Walls, birch plywood, 1/2" | Sf | 1.45
2331306 | Walls, birch plywood, 1/2", paint | Sf | 0.23
2331401 | Marlite paneling, remove | Sf | 0.1
2331403 | Marlite paneling, clean | Sf | 0.12
2331405 | Marlite paneling | Sf | 1.3
2331501 | Pegboard paneling, remove | Sf | 0.1
2331505 | Pegboard paneling | Sf | 0.85
2332101 | Wallboard, redwood, remove | Sf | 0.1
2332103 | Wallboard, redwood, clean | Sf | 0.15
2332105 | Wallboard, redwood | Sf | 3.15
2332201 | Wallboard, cedar , remove | Sf | 0.1
2332203 | Wallboard, cedar , clean | Sf | 0.15
2332205 | Wallboard, cedar | Sf | 2.75
2332301 | Knotty pine, remove | Sf | 0.15
2332303 | Knotty pine, clean | Sf | 0.15
2332305 | Knotty pine | Sf | 2.05
2333101 | Shelving, built-in, remove | Sf | 0.75
2333103 | Shelving, built-in, clean | Sf | 0.85
2333105 | Shelving, built-in | Sf | 4.5
2333106 | Shelving, built-in, paint | Sf | 1.25
2333201 | Fireplace mantel, remove | Lf | 2
2333203 | Fireplace mantel, clean | Lf | 2.25
2333205 | Fireplace mantel | Lf | 9.75
2333206 | Fireplace mantel, paint | Lf | 3.25
2333207 | Fireplace mantel, refinish | Lf | 4.45
2334101 | Wood trim, 1x2, remove | Lf | 0.12
2334103 | Wood trim, 1x2, clean | Lf | 0.26
2334105 | Wood trim, 1x2 | Lf | 0.48
2334106 | Wood trim, 1x2, paint | Lf | 0.35
2334201 | Wood trim, 1x3, remove | Lf | 0.14
2334203 | Wood trim, 1x3, clean | Lf | 0.28
2334205 | Wood trim, 1x3 | Lf | 0.62
2334206 | Wood trim, 1x3, paint | Lf | 0.4
2334301 | Wood trim, 1x4, remove | Lf | 0.2
2334303 | Wood trim, 1x4, clean | Lf | 0.3
2334305 | Wood trim, 1x4 | Lf | 0.68
2334306 | Wood trim, 1x4, paint | Lf | 0.44
2334401 | Wood trim, 1x6, remove | Lf | 0.22
2334403 | Wood trim, 1x6, clean | Lf | 0.35
2334405 | Wood trim, 1x6 | Lf | 0.95
2334406 | Wood trim, 1x6, paint | Lf | 0.45
235 | Walls, Miscellaneous
2351801 | Bath tub wall cover, plastic, remove | Ea | 32
2351803 | Bath tub wall cover, plastic, clean | Ea | 35
2351805 | Bath tub wall cover, plastic | Ea | 225
2357107 | Scrape and sand walls | Sf | 0.52
2357127 | Scrape and sand trim | Lf | 0.25
2357203 | Wash walls | Sf | 0.22
25 | Interior Doors
2511101 | Wood door, flush, hollow, remove | Ea | 14.5
2511103 | Wood door, flush, hollow, clean | Ea | 18.75
2511104 | Wood door, flush, hollow, rem & reins | Ea | 28
2511105 | Wood door, flush, hollow | Ea | 65
2511106 | Wood door, flush, hollow, paint | Ea | 17.5
2511107 | Wood door, flush, hollow, refinish | Ea | 28
2511201 | Accordeon door, wood, remove | Sf | 0.65
2511203 | Accordeon door, wood, clean | Sf | 2.25
2511204 | Accordeon door, wood, rem & reins | Sf | 1.25
2511205 | Accordeon door, wood | Sf | 9.75
2511301 | Dutch door, pine, remove | Ea | 40
2511303 | Dutch door, pine, clean | Ea | 45
2511304 | Dutch door, pine, rem & reins | Ea | 85
2511305 | Dutch door, pine | Ea | 425
2511306 | Dutch door, pine, paint | Ea | 32.5
2511307 | Dutch door, pine, refinish | Ea | 85
2511501 | Bi-fold door, flush, 3'W, remove | Ea | 16.5
2511503 | Bi-fold door, flush, 3'W, clean | Ea | 18.75
2511504 | Bi-fold door, flush, 3'W, rem & reins | Ea | 32
2511505 | Bi-fold door, flush, 3'W | Ea | 105.5
2511506 | Bi-fold door, flush, 3'W, paint | Ea | 23.5
2511507 | Bi-fold door, flush, 3'W, refinish | Ea | 38
2511531 | Bi-fold door, flush, 5'W, remove | Ea | 19.5
2511533 | Bi-fold door, flush, 5'W, clean | Ea | 24.5
2511534 | Bi-fold door, flush, 5'W, rem & reins | Ea | 45
2511535 | Bi-fold door, flush, 5'W | Ea | 175.5
2511536 | Bi-fold door, flush, 5'W, paint | Ea | 38
2511537 | Bi-fold door, flush, 5'W, refinish | Ea | 54.5
2511601 | Bi-fold door, louver, 3'W, remove | Ea | 16.5
2511603 | Bi-fold door, louver, 3'W, clean | Ea | 24.5
2511604 | Bi-fold door, louver, 3'W, rem & reins | Ea | 32
2511605 | Bi-fold door, louver, 3'W | Ea | 122.5
2511606 | Bi-fold door, louver, 3'W, paint | Ea | 32.5
2511607 | Bi-fold door, louver, 3'W, refinish | Ea | 48.5
2511631 | Bi-fold door, louver, 5'W, remove | Ea | 19.5
2511633 | Bi-fold door, louver, 5'W, clean | Ea | 32.5
2511634 | Bi-fold door, louver, 5'W, rem & reins | Ea | 45
2511635 | Bi-fold door, louver, 5'W | Ea | 210
2511636 | Bi-fold door, louver, 5'W, paint | Ea | 51
2511637 | Bi-fold door, louver, 5'W, refinish | Ea | 77.5
2511701 | Louvered door, pine, 2-6, remove | Ea | 18.5
2511703 | Louvered door, pine, 2-6, clean | Ea | 24
2511704 | Louvered door, pine, 2-6, rem & reins | Ea | 28
2511705 | Louvered door, pine, 2-6 | Ea | 177.5
2511706 | Louvered door, pine, 2-6, paint | Ea | 177.5
2511707 | Louvered door, pine, 2-6, refinish | Ea | 85
2511801 | Door, solid, pre-hung, 2-6, remove | Ea | 18.5
2511803 | Door, solid, pre-hung, 2-6, clean | Ea | 24.75
2511804 | Door, solid, pre-hung, 2-6, rem & reins | Ea | 45
2511805 | Door, solid, pre-hung, 2-6 | Ea | 177.5
2511806 | Door, solid, pre-hung, 2-6, paint | Ea | 22.5
2511807 | Door, solid, pre-hung, 2-6, refinish | Ea | 77
2511901 | Door, hollow, pre-hung, 2-6, remove | Ea | 17.5
2511903 | Door, hollow, pre-hung, 2-6, clean | Ea | 24.75
2511904 | Door, hollow, pre-hung, 2-6, rem & reins | Ea | 36
2511905 | Door, hollow, pre-hung, 2-6 | Ea | 125
2511906 | Door, hollow, pre-hung, 2-6, paint | Ea | 22.5
2511907 | Door, hollow, pre-hung, 2-6, refinish | Ea | 65
2512001 | Panel door, pre-hung, 2-6, remove | Ea | 22.5
2512003 | Panel door, pre-hung, 2-6, clean | Ea | 24.75
2512004 | Panel door, pre-hung, 2-6, rem & reins | Ea | 48
2512005 | Panel door, pre-hung, 2-6 | Ea | 275
2512006 | Panel door, pre-hung, 2-6, paint | Ea | 22.5
2512007 | Panel door, pre-hung, 2-6, refinish | Ea | 77
2512101 | Cafe door, 2-6, remove | Ea | 14.5
2512103 | Cafe door, 2-6, clean | Ea | 18.5
2512104 | Cafe door, 2-6, rem & reins | Ea | 28
2512105 | Cafe door, 2-6 | Ea | 145
2512106 | Cafe door, 2-6, paint | Ea | 17.5
2512107 | Cafe door, 2-6, refinish | Ea | 42.5
2512201 | Access door, fire rated, 18x18, remove | Ea | 12.5
2512203 | Access door, fire rated, 18x18, clean | Ea | 14
2512204 | Access door, rated, 18x18, rem & reins | Ea | 32
2512205 | Access door, fire rated, 18x18 | Ea | 185
2512206 | Access door, fire rated, 18x18, paint | Ea | 16.5
2512207 | Access door, fire rated, 18x18, refinish | Ea | 22.5
2512251 | Access door for drywall , 24x36, remove | Ea | 13.5
2512253 | Access door for drywall , 24x36, clean | Ea | 15
2512254 | Access door drywall , 24x36, rem & reins | Ea | 35
2512255 | Access door for drywall , 24x36 | Ea | 165
2512256 | Access door for drywall, 24x36, paint | Ea | 18.5
2512257 | Access door for drywall, 24x36, refinish | Ea | 22.5
27 | Door Accessories
2711101 | Door hinges, steel, remove | Pair | 10
2711103 | Door hinges, steel, clean | Pair | 18.75
2711104 | Door hinges, steel, rem & reins | Pair | 21.5
2711105 | Door hinges, steel | Pair | 47.5
2711151 | Door hinges, brass, remove | Pair | 10
2711153 | Door hinges, brass, clean | Pair | 20.5
2711154 | Door hinges, brass, rem & reins | Pair | 21.5
2711155 | Door hinges, brass | Pair | 65.5
2711201 | Bumber plate, 8"H, remove | Ea | 10
2711203 | Bumber plate, 8"H, clean | Ea | 22.5
2711204 | Bumber plate, 8"H, rem & reins | Ea | 19
2711205 | Bumber plate, 8"H | Ea | 98.75
2711301 | Deadlock, medium duty, remove | Ea | 18.75
2711303 | Deadlock, medium duty, clean | Ea | 21.5
2711304 | Deadlock, medium duty, rem & reins | Ea | 42
2711305 | Deadlock, medium duty | Ea | 115
2711401 | Doorstop, remove | Ea | 3.5
2711403 | Doorstop, clean | Ea | 7.5
2711404 | Doorstop, rem & reins | Ea | 8.25
2711405 | Doorstop | Ea | 16.5
2711501 | Lockset, passage, remove | Ea | 14.5
2711503 | Lockset, passage, clean | Ea | 28
2711504 | Lockset, passage, rem & reins | Ea | 28
2711505 | Lockset, passage | Ea | 65
2711601 | Lockset, keyed, remove | Ea | 18.5
2711603 | Lockset, keyed, clean | Ea | 35
2711604 | Lockset, keyed, rem & reins | Ea | 38.5
2711605 | Lockset, keyed | Ea | 92.5
2711701 | Entry locks, deadbolt, remove | Ea | 19.75
2711703 | Entry locks, deadbolt, clean | Ea | 24
2711704 | Entry locks, deadbolt, rem & reins | Ea | 46.5
2711705 | Entry locks, deadbolt | Ea | 145
2711801 | Kick plate, bronze, 6"H, remove | Ea | 9.5
2711803 | Kick plate, bronze, 6"H, clean | Ea | 16.25
2711804 | Kick plate, bronze, 6"H, rem & reins | Ea | 21
2711805 | Kick plate, bronze, 6"H | Ea | 65
2711901 | Door knock, bronze, remove | Ea | 8.5
2711903 | Door knock, bronze, clean | Ea | 16.5
2711904 | Door knock, bronze, rem & reins | Ea | 20
2711905 | Door knock, bronze | Ea | 75
2712001 | Door closer, remove | Ea | 19
2712003 | Door closer, clean | Ea | 45.5
2712004 | Door closer, rem & reins | Ea | 47.5
2712005 | Door closer | Ea | 225
2712101 | Threshold, 3', bronze, remove | Ea | 12
2712103 | Threshold, 3', bronze, clean | Ea | 18.75
2712104 | Threshold, 3', bronze, rem & reins | Ea | 26
2712105 | Threshold, 3', bronze | Ea | 95
2712131 | Threshold, 3', oak, remove | Ea | 7
2712133 | Threshold, 3', oak, clean | Ea | 8.5
2712134 | Threshold, 3', oak, rem & reins | Ea | 15.75
2712135 | Threshold, 3', oak | Ea | 45
2712137 | Threshold, 3', oak, refinish | Ea | 17.5
2713101 | Weatherstripping, bronze, remove | Opng | 14.5
2713104 | Weatherstripping, bronze, rem & reins | Opng | 34.5
2713105 | Weatherstripping, bronze | Opng | 120
2714101 | Door jamb, exterior, remove | Ea | 18.5
2714103 | Door jamb, exterior, clean | Ea | 24
2714104 | Door jamb, exterior, rem & reins | Ea | 47.5
2714105 | Door jamb, exterior | Ea | 145
2714106 | Door jamb, exterior, paint | Ea | 24
2714201 | Door jamb, interior, remove | Ea | 17.5
2714203 | Door jamb, interior, clean | Ea | 22
2714204 | Door jamb, interior, rem & reins | Ea | 42.5
2714205 | Door jamb, interior | Ea | 125
2714206 | Door jamb, interior, paint | Ea | 24
2716107 | Scrape and sand door | Ea | 75
2716207 | Scrape and sand frame | Ea | 60
3951105 | Mirror, 1/4" plate glass | Sf | 11.45
3951205 | Mirror, 1/4" beveled | Sf | 12.75
3951305 | Mirror, 1/4" plate glass, w/frame | Sf | 8.45
4711106 | Paint oil, stucco, 2 coats | Sf | 0.26
4711126 | Paint enamel, stucco, 2 coats | Sf | 0.23
4711206 | Paint oil, shingle, 2 coats | Sf | 0.27
4711226 | Paint enamel, shingle, 2 coats | Sf | 0.24
4711306 | Paint oil, casework, 2 coats | Sf | 0.72
4712106 | Paint oil, door, 2 coats | Ea | 35.75
4712126 | Paint enamel, door, 2 coats | Ea | 31.75
4712206 | Paint oil, window w/trim, 2 coats | Ea | 34.25
4712226 | Paint enamel, window, 2 coats | Ea | 30.95
4713106 | Paint oil, fence, 1 coat | Sf | 0.35
4713126 | Paint enamel, fence, 1 coat | Sf | 0.33
4713206 | Paint oil, floor, 1 coat | Sf | 0.18
4713226 | Stain floor, 1 coat | Sf | 0.15
4714106 | Paint oil, gutters, 2 coats | Lf | 0.72
4714206 | Paint oil, pipe, 4", 2 coats | Lf | 0.68
4714306 | Paint oil, wood trim, 2 coats | Lf | 0.55
4714326 | Paint enamel, wood trim, 2 coats | Lf | 0.5
4715106 | Paint oil, drywall, 3 coats | Sf | 0.55
4715126 | Paint enamel, drywall, 3 coats | Sf | 0.5
475 | Finishes
4751101 | Vinyl wall covering, remove | Sf | 1.75
4751103 | Vinyl wall covering, clean | Sf | 0.1
4751105 | Vinyl wall covering | Sf | 0.38
4752101 | Wallpaper, avg, remove | Sf | 1.75
4752103 | Wallpaper, avg, clean | Sf | 0.12
4752105 | Wallpaper, avg | Sf | 1.65
4752201 | Wallpaper, premium, remove | Sf | 1.75
4752203 | Wallpaper, premium, clean | Sf | 0.12
4752205 | Wallpaper, premium | Sf | 2.65
4912115 | Batt insulation, R-11, 15" KF | Sf | 0.47
4912135 | Batt insulation, R-11, 23" KF | Sf | 0.35
4912215 | Batt insulation, R-13, 15" KF | Sf | 0.5
4912315 | Batt insulation, R-19, 15" KF | Sf | 0.67
4912335 | Batt insulation, R-19, 23" KF | Sf | 0.48
4912355 | Batt insulation, R-19, 15" UF | Sf | 0.65
4912375 | Batt insulation, R-19, 23" UF | Sf | 0.47
4912415 | Batt insulation, R-30, 16" KF | Sf | 0.85
4912435 | Batt insulation, R-30, 24" KF | Sf | 0.62
4912515 | Batt insulation, R-38, 15" KF | Sf | 1.01
4912535 | Batt insulation, R-38, 24" KF | Sf | 0.71
4913115 | Cellulose insulation, R-13 | Sf | 0.71
4913215 | Cellulose insulation, R-19 | Sf | 0.88
4913315 | Cellulose insulation, R-30 | Sf | 1.03
4913415 | Cellulose insulation, R-50 | Sf | 1.18

## Furnishings
Costcode | Description | Unit | Cost/unit
331 | Cabinets
3311101 | Base cabinet, 24"D, remove | Lf | 11.5
3311103 | Base cabinet, 24"D, clean | Lf | 12
3311104 | Base cabinet, 24"D, rem & reins | Lf | 27.5
3311105 | Base cabinet, 24"D | Lf | 110
3311107 | Base cabinet, 24"D, refinish | Lf | 28.75
3311201 | Wall cabinet, 12"D, remove | Lf | 9.5
3311203 | Wall cabinet, 12"D, clean | Lf | 9.75
3311204 | Wall cabinet, 12"D, rem & reins | Lf | 23.5
3311205 | Wall cabinet, 12"D | Lf | 98.5
3311207 | Wall cabinet, 12"D, refinish | Lf | 24.5
3311301 | Range base cabinet, remove | Lf | 12.75
3311303 | Range base cabinet, clean | Lf | 12
3311304 | Range base cabinet, rem & reins | Lf | 28.5
3311305 | Range base cabinet | Lf | 82.5
3311307 | Range base cabinet, refinish | Lf | 28.75
3311401 | Oven cabinet, remove | Lf | 12.75
3311403 | Oven cabinet, clean | Lf | 12.5
3311404 | Oven cabinet, rem & reins | Lf | 27.5
3311405 | Oven cabinet | Lf | 95
3311407 | Oven cabinet, refinish | Lf | 29.5
3311501 | Island base cabinet, remove | Lf | 11.5
3311503 | Island base cabinet, clean | Lf | 12
3311504 | Island base cabinet, rem & reins | Lf | 27.5
3311505 | Island base cabinet | Lf | 115
3311507 | Island base cabinet, refinish | Lf | 28.75
3311601 | Medicine cabinet, 16x22, remove | Ea | 16.5
3311603 | Medicine cabinet, 16x22, clean | Ea | 14.5
3311605 | Medicine cabinet, 16x22 | Ea | 82.5
3312101 | Metal cabinet, base, remove | Lf | 12.5
3312103 | Metal cabinet, base, clean | Lf | 12.5
3312104 | Metal cabinet, base, rem & reins | Lf | 28.5
3312105 | Metal cabinet, base | Lf | 85
3312106 | Metal cabinet, base, paint | Lf | 22.5
3312201 | Metal cabinet, wall, remove | Lf | 9
3312203 | Metal cabinet, wall, clean | Lf | 9.75
3312204 | Metal cabinet, wall, rem & reins | Lf | 23.5
3312205 | Metal cabinet, wall | Lf | 82.5
3312206 | Metal cabinet, wall, paint | Lf | 20.5
3312603 | Cabinet hardware, clean | Ea | 1.25
3312604 | Cabinet hardware, rem & reins | Ea | 1.1
3312605 | Cabinet hardware | Ea | 2.75
3313103 | Cabinet door, glass panel, 12x30, clean | Ea | 4.75
3313105 | Cabinet door, glass panel, 12x30 | Ea | 25.5
3313203 | Cabinet door, wood, 12x30, clean | Ea | 6.75
3313205 | Cabinet door, wood, 12x30 | Ea | 47.5
3313206 | Cabinet door, wood, 12x30, paint | Ea | 12.5
3313207 | Cabinet door, wood, 12x30, refinish | Ea | 15.5
3314101 | Countertop, plastic lam, 24"W, remove | Lf | 5.5
3314103 | Countertop, plastic lam, 24"W, clean | Lf | 6.75
3314105 | Countertop, plastic lam, 24"W | Lf | 20.75
3314151 | Countertop, cult. marble , 24"W, remove | Lf | 8.75
3314153 | Countertop, cult. marble , 24"W, clean | Lf | 7.5
3314155 | Countertop, cult. marble, 24"W | Lf | 32.5
3315101 | Vanity base, remove | Lf | 9.5
3315103 | Vanity base, clean | Lf | 12.5
3315104 | Vanity base, rem & reins | Lf | 28.5
3315105 | Vanity base | Lf | 97.5
3315106 | Vanity base, paint | Lf | 17.5
3315107 | Vanity base, refinish | Lf | 19.5
3316101 | Shelving, pine, 10", remove | Lf | 0.95
3316103 | Shelving, pine, 10", clean | Lf | 1.15
3316104 | Shelving, pine, 10", rem & reins | Lf | 2.15
3316105 | Shelving, pine, 10" | Lf | 4.45
3316106 | Shelving, pine, 10", paint | Lf | 1.25
3316203 | Shelving, prefin w/supp, 10", clean | Lf | 2.25
3316204 | Shelving, prefin w/supp,10", rem & reins | Lf | 4.25
3316205 | Shelving, prefin w/supp, 10" | Lf | 10.25
3319107 | Scrape & sand cabinets | Lf | 18
85 | Appliance
8510101 | Refrigerator, 10 Cf, remove | Ea | 25
8510102 | Refrigerator, 10 Cf, repair | Ea | 85
8510103 | Refrigerator, 10 Cf, clean | Ea | 14
8510104 | Refrigerator, 10 Cf, remove & reinstall | Ea | 18
8510105 | Refrigerator, 10 Cf | Ea | 525
8510201 | Refrigerator, 14 Cf, remove | Ea | 25
8510202 | Refrigerator, 14 Cf, repair | Ea | 90
8510203 | Refrigerator, 14 Cf, clean | Ea | 16
8510204 | Refrigerator, 10 Cf, remove & reinstall | Ea | 19.5
8510205 | Refrigerator, 14 Cf | Ea | 675
8510301 | Refrigerator, 18 Cf, remove | Ea | 25
8510302 | Refrigerator, 18 Cf, repair | Ea | 85
8510303 | Refrigerator, 18 Cf, clean | Ea | 20
8510304 | Refrigerator, 18 Cf, remove & reinstall | Ea | 22
8510305 | Refrigerator, 18 Cf | Ea | 875
8510401 | Refrigerator, 24 Cf, remove | Ea | 30
8510402 | Refrigerator, 24 Cf, repair | Ea | 105
8510403 | Refrigerator, 24 Cf, clean | Ea | 24
8510404 | Refrigerator, 24 Cf, remove & reinstall | Ea | 30
8510405 | Refrigerator, 24 Cf | Ea | 1250
8520101 | Range, gas, remove | Ea | 30
8520102 | Range, gas, repair | Ea | 30
8520103 | Range, gas, clean | Ea | 22
8520104 | Range, gas, remove & reinstall | Ea | 30
8520105 | Range, gas | Ea | 575
8520111 | Range, electric, remove | Ea | 30
8520112 | Range, electric, repair | Ea | 30
8520113 | Range, electric, clean | Ea | 25
8520114 | Range, electric, rem & reins | Ea | 30
8520115 | Range, electric | Ea | 550
8520131 | Drop in range, electric, remove | Ea | 15
8520132 | Drop in range, electric, repair | Ea | 30
8520133 | Drop in range, electric, clean | Ea | 16
8520134 | Drop in range, electric, rem & reins | Ea | 30
8520135 | Drop in range, electric | Ea | 375
8520141 | Drop in range, gas, remove | Ea | 15
8520142 | Drop in range, gas, repair | Ea | 30
8520143 | Drop in range, gas, clean | Ea | 16
8520144 | Drop in range, gas, remove & reins | Ea | 425
8520145 | Drop in range, gas | Ea | 30
8530101 | Range hood, vented, 30"W, remove | Ea | 15
8530102 | Range hood, vented, 30"W, repair | Ea | 19
8530103 | Range hood, vented, 30"W, clean | Ea | 16
8530104 | Range hood, vented, 30"W, rem & reins | Ea | 30
8530105 | Range hood, vented, 30"W | Ea | 245
8540101 | Microwave oven, avg, remove | Ea | 25
8540102 | Microwave oven, avg, repair | Ea | 90
8540103 | Microwave oven, avg, clean | Ea | 22
8540104 | Microwave oven, avg, rem & reins | Ea | 345
8540105 | Microwave oven, avg | Ea | 345
8550101 | Washing machine, remove | Ea | 20
8550102 | Washing machine, repair | Ea | 75
8550103 | Washing machine, clean | Ea | 18
8550104 | Washing machine, rem & reins | Ea | 30
8550105 | Washing machine | Ea | 425
8551101 | Dryer, gas, remove | Ea | 20
8551102 | Dryer, gas, repair | Ea | 75
8551103 | Dryer, gas, clean | Ea | 18
8551104 | Dryer, gas, remove & reinstall | Ea | 30
8551105 | Dryer, gas | Ea | 375
8551201 | Dryer, electric, remove | Ea | 20
8551202 | Dryer, electric, repair | Ea | 75
8551203 | Dryer, electric, clean | Ea | 18
8551204 | Dryer, electric, rem & reins | Ea | 30
8551205 | Dryer, electric | Ea | 350
8560101 | Dishwasher, built-in, remove | Ea | 20
8560102 | Dishwasher, built-in, repair | Ea | 90
8560103 | Dishwasher, built-in, clean | Ea | 18
8560104 | Dishwasher, built-in, rem & reins | Ea | 35
8560105 | Dishwasher, built-in | Ea | 375
8560201 | Dishwasher, portable, remove | Ea | 20
8560202 | Dishwasher, portable, repair | Ea | 90
8560203 | Dishwasher, portable, clean | Ea | 18
8560204 | Dishwasher, portable, rem & reins | Ea | 13
8560205 | Dishwasher, portable | Ea | 405
8570101 | Disposal, 1/2 Hp, remove | Ea | 10
8570103 | Disposal, 1/2 Hp, clean | Ea | 16.5
8570104 | Disposal, 1/2 Hp, rem & reins | Ea | 35
8570105 | Disposal, 1/2 Hp | Ea | 110
8570201 | Disposal, 3/4 Hp, remove | Ea | 10
8570203 | Disposal, 3/4 Hp, clean | Ea | 18
8570204 | Disposal, 3/4 Hp, rem & reins | Ea | 35
8570205 | Disposal, 3/4 Hp | Ea | 165
8580101 | Trash compactor, remove | Ea | 18
8580102 | Trash compactor, repair | Ea | 90
8580103 | Trash compactor, clean | Ea | 18
8580104 | Trash compactor, rem & reins | Ea | 19
8580105 | Trash compactor | Ea | 385

## Plumbing
Costcode | Description | Unit | Cost/unit
35 | Plumbing
3501105 | Rough-in fixture | Ea | 365
3501205 | Rough-in water closet | Ea | 375
3501305 | Rough-in shower stall | Ea | 365
3502311 | Hose bibb, remove | Ea | 6.62
3502322 | Hose bibb, repair | Ea | 30.02
3502333 | Hose bibb, clean | Ea | 7.5
3502355 | Hose bibb | Ea | 46.64
3511105 | Pipe, cast iron, 4" | Lf | 16.5
3511205 | Pipe, copper, 1" | Lf | 7.65
3511215 | Pipe, copper, 2" | Lf | 17.75
3511305 | Pipe, PVC, 1-1/4" | Lf | 7.75
3511325 | Pipe, PVC, 4" | Lf | 16.5
3511405 | Pipe, galv steel, 1" | Lf | 8.55
3511505 | Pipe, galv steel, 4" | Lf | 27.55
3512101 | Utility pump, 1"D, 3 H, motor, remove | Ea | 185
3512102 | Utility pump, 1"D, 3 Hp motor, repair | Ea | 1250
3512103 | Utility pump, 1"D, 3 Hp motor, clean | Ea | 275
3512105 | Utility pump, 1"D, 3 Hp, motor | Ea | 3750
3512201 | Circulating pump, 1", 1/3 Hp, remove | Ea | 62.5
3512202 | Circulating pump, 1", 1/3 Hp, repair | Ea | 225
3512203 | Circulating pump, 1", 1/3 Hp, clean | Ea | 105
3512205 | Circulating pump, 1", 1/3 Hp | Ea | 525
3512301 | Submersible pump, 10 Gpm, remove | Ea | 65
3512302 | Submersible pump, 10 Gpm, repair | Ea | 215
3512303 | Submersible pump, 10 Gpm, clean | Ea | 125
3512304 | Submersible pump, 10 Gpm, rem & reins | Ea | 165
3512305 | Submersible pump, 10 Gpm | Ea | 525
3512401 | Sump pump, 22 Gpm, remove | Ea | 40
3512402 | Sump pump, 22 Gpm, repair | Ea | 155
3512403 | Sump pump, 22 Gpm, clean | Ea | 95
3512404 | Sump pump, 22 Gpm, rem & reins | Ea | 110
3512405 | Sump pump, 22 Gpm | Ea | 355
3512411 | Sump pump, cellar, 1/3 Hp, remove | Ea | 25
3512412 | Sump pump, cellar, 1/3 Hp, repair | Ea | 95
3512413 | Sump pump, cellar, 1/3 Hp, clean | Ea | 45
3512414 | Sump pump, cellar, 1/3 Hp, rem & reins | Ea | 62.5
3512415 | Sump pump, cellar, 1/3 Hp | Ea | 195
3512501 | Water heater, gas, 30 Gal, remove | Ea | 35
3512505 | Water heater, gas, 30 Gal | Ea | 297.5
3512551 | Water heater, gas, 75 gal, remove | Ea | 45
3512555 | Water heater, gas, 75 gal | Ea | 675
3513501 | Water heater, elec, 30 Gal, remove | Ea | 35
3513505 | Water heater, elec, 30 Gal | Ea | 315
3513551 | Water heater, elec, 50 Gal, remove | Ea | 40
3513555 | Water heater, elec, 50 Gal | Ea | 385
3514105 | Water supply meter, 5/8" | Ea | 77.5
36 | Plumbing Accessories
3615101 | Lavatory, porcelain CI, 20x18, remove | Ea | 22.5
3615103 | Lavatory, porcelain CI, 20x18, clean | Ea | 18
3615105 | Lavatory, porcelain CI, 20x18 | Ea | 225
3615201 | Lavatory, cultured marble, 25x19, remov | Ea | 22.5
3615203 | Lavatory, cultured marble, 25x19, clean | Ea | 25
3615205 | Lavatory, cultured marble, 25x19 | Ea | 210
3615301 | Lavatory, St. steel, 25x22 , remove | Ea | 22.5
3615303 | Lavatory, St. steel, 25x22 , clean | Ea | 18
3615305 | Lavatory, St. steel, 25x22 | Ea | 270
3615501 | Laundry sink, porcelain CI, 24x20, remov | Ea | 22.5
3615503 | Laundry sink, porcelain CI, 24x20, clean | Ea | 18
3615505 | Laundry sink, porcelain CI, 24x20 | Ea | 410
3615511 | Laundry sink, plastic, 18x23, remove | Ea | 22.5
3615513 | Laundry sink, plastic, 18x23, clean | Ea | 18
3615515 | Laundry sink, plastic, 18x23 | Ea | 200
3615601 | Water closet, tank type, remove | Ea | 22.5
3615603 | Water closet, tank type, clean | Ea | 25
3615605 | Water closet, tank type | Ea | 280
3615705 | Water closet, lid & seat | Ea | 37.5
3616101 | Kitchen sink, porcelain CI, 30x21, remov | Ea | 22.5
3616103 | Kitchen sink, porcelain CI, 30x21, clean | Ea | 22.5
3616105 | Kitchen sink, porcelain CI, 30x21 | Ea | 195
3616201 | Kitchen sink, St. steel, 25x22, remove | Ea | 20
3616203 | Kitchen sink, St. steel, 25x22, clean | Ea | 22.5
3616205 | Kitchen sink, St. steel, 25x22 | Ea | 215
3623101 | Bath faucet, combo, remove | Ea | 17.5
3623103 | Bath faucet, combo, clean | Ea | 15
3623105 | Bath faucet, combo | Ea | 105
3623201 | Kitchen faucet, remove | Ea | 17.5
3623203 | Kitchen faucet, clean | Ea | 15
3623205 | Kitchen faucet | Ea | 95
3623501 | Laundry faucet, remove | Ea | 12.5
3623503 | Laundry faucet, clean | Ea | 12
3623505 | Laundry faucet | Ea | 47.5
3623601 | Lavatory faucet, remove | Ea | 12.5
3623603 | Lavatory faucet, clean | Ea | 12.5
3623605 | Lavatory faucet | Ea | 62.5
3623701 | Shower head, St steel, remove | Ea | 12
3623703 | Shower head, St steel, clean | Ea | 12.5
3623705 | Shower head, St steel | Ea | 65
3623801 | Hot water dispenser, remove | Ea | 18.5
3623803 | Hot water dispenser, clean | Ea | 165
3623805 | Hot water dispenser | Ea | 24
3624105 | Curtain rod, St. steel, 5' | Ea | 45
3624205 | Grab bar, St. steel, 24" | Ea | 47.5
3624303 | Mirror with SS frame, 36x24, clean | Ea | 24.5
3624305 | Mirror with SS frame, 36x24 | Ea | 245
3624403 | Soap dispenser, liquid, clean | Ea | 12.5
3624405 | Soap dispenser, liquid | Ea | 82.5
3624501 | Shelf, St. steel, 24", remove | Ea | 7.5
3624503 | Shelf, St. steel, 24", clean | Ea | 13.5
3624505 | Shelf, St. steel, 24" | Ea | 50
3624605 | Towel bar, St. steel, 30" | Ea | 46.5
3631101 | Bath tub, porcelain CI, remove | Ea | 95
3631103 | Bath tub, porcelain CI, clean | Ea | 45
3631105 | Bath tub, porcelain CI | Ea | 1170
3631201 | Bath tub, steel, remove | Ea | 95
3631203 | Bath tub, steel, clean | Ea | 45
3631205 | Bath tub, steel | Ea | 365
3631301 | Bath tub, fiberglass, remove | Ea | 95
3631303 | Bath tub, fiberglass, clean | Ea | 45
3631305 | Bath tub, fiberglass | Ea | 347.5
3631401 | Whirlpool bath tub, remove | Ea | 145
3631403 | Whirlpool bath tub, clean | Ea | 115
3631405 | Whirlpool bath tub | Ea | 2730
3631501 | Shower stall, w/door, remove | Ea | 65
3631503 | Shower stall, w/door, clean | Ea | 97.5
3631505 | Shower stall, w/door | Ea | 567.5
3631601 | Shower tub, fiberglass, remove | Ea | 27.5
3631603 | Shower tub, fiberglass, clean | Ea | 15
3631605 | Shower tub, fiberglass | Ea | 220
3631701 | Bath tub unit, premolded, remove | Ea | 47.5
3631703 | Bath tub unit, premolded, clean | Ea | 65
3631705 | Bath tub unit, premolded | Ea | 675

## Electrical
Costcode | Description | Unit | Cost/unit
371 | Wiring, Controls
3711105 | Wiring, 110 V outlet | Ea | 42.5
3711205 | Wiring, 220 V outlet | Ea | 175
3712105 | Wiring, switch device | Ea | 57.5
3712205 | Wiring, receptacle device | Ea | 57.5
3713105 | Burgler alarm, 2 control | Ea | 375
3713305 | Door bell | Ea | 145
372 | Fixtures
3721105 | Fluorescent, 2,x2', 2x40 W | Ea | 115
3721125 | Fluorescent, 4'x4', 4x40 W | Ea | 265
3721145 | Fluorescent, strip, 4' | Ea | 95
3721165 | Fluorescent, strip, 8' | Ea | 115
3721205 | Incandescent, reflector, 100 W | Ea | 87.5
3721405 | Recessed lighting | Ea | 75
3721505 | Heat lamp, 100 W | Ea | 85
3721603 | Chandelier, clean | Ea | 95
3721604 | Chandelier, rem & reins | Ea | 45
3721605 | Chandelier | Ea | 475
3721705 | Exhaust fan | Ea | 165
3721803 | Ceiling fan, clean | Ea | 75
3721804 | Ceiling fan, rem & reins | Ea | 45
3721805 | Ceiling fan | Ea | 425
375 | Panels
3755105 | Panelboard, 100 Amp, 12 Circ. | Ea | 695
3755155 | Panelboard, 225 Amp, 32 Circ. | Ea | 1375

## HVAC
Costcode | Description | Unit | Cost/unit
53 | HVAC
5311105 | Boiler, electric, 6KW | Ea | 4450
5311205 | Boiler, gas, 78 MBH | Ea | 1980
5311305 | Boiler, oil, 110 MBH | Ea | 2650
5312105 | Furnace, gas, 40 MBH | Ea | 675
5312135 | Furnace, gas, 60 MBH | Ea | 715
5312155 | Furnace, gas, 100 MBH | Ea | 875
5312205 | Pool heater, gas 120 MBH | Ea | 1225
5312305 | Space heater, gas, 60 MBH | Ea | 575
5312355 | Wall heater, gas, 24 MBH | Ea | 475
5312405 | Baseboard heater, elec, 4' | Ea | 135.5
5312425 | Baseboard heater, hot water, 4' | Ea | 255
5312505 | Humidifier, 30 Lb | Ea | 2250
5331105 | Boiler insulation | Sf | 7.75
5331205 | Duct insulation | Sf | 2.25
5331305 | Pipe insulation | Lf | 6.25
5332105 | Tank, steel, 24 Gal | Ea | 350
5333105 | Heat pump, 2 Ton | Ea | 2450
5333205 | Heat pump, 5 Ton | Ea | 4450
5333305 | Air Conditioner, 3 Ton | Ea | 3950
5333345 | Air Conditioner, 5 Ton | Ea | 4850
5333405 | Thermostat, heat & cool | Ea | 107.5
5333505 | Thermostat, programmable | Ea | 195.5
5334105 | A/C duct, flexible, 6"D | Lf | 3.75
5334205 | A/C duct, aluminum | Lb | 17.5
5334305 | Air filter, electronic, 500 CFM | Ea | 775
5334405 | A/C control system | Ea | 2650
5335105 | Diffuser, alum, 12x12 | Ea | 95
5335205 | Grille, alum, 12x12 | Ea | 32.5
5336105 | Wood burning stove | Ea | 475
5336205 | Portable fireplace unit | Ea | 550
5336305 | Prefab fireplace unit | Ea | 1150

## FireProtection
Costcode | Description | Unit | Cost/unit
371 | Fire protection
3713210 | Smoke detector, wired | Ea | 135
3713220 | Smoke detector, battery | Ea | 27.5
3713230 | Fire alarm control panel | Ea | 1450
3713240 | Fire alarm bell | Ea | 78.5
3713250 | Heat detector | Ea | 62.5
3714000 | Fire extinguisher unit, 20 lbs | Ea | 67.5
3714100 | Wet pipe sprinkler system, 1800 Sf | Sf | 3.78
3714200 | Wet pipe sprinkler system, 3200 Sf | Sf | 3.15
3714300 | Dry pipe sprinkler system, 1800 Sf | Sf | 4.55
3714400 | Dry pipe sprinkler system, 3200 Sf | Sf | 3.96
3714500 | Wet standpipe, 6 in | Flor | 6750
3714600 | Dry standpipe, 6 in | Flor | 5850

## Equipment
Costcode | Description | Unit | Cost/unit
114 | Equipment
1141000 | Pickup truck | Day | 92.8
1141100 | Pickup truck | Week | 271.13
1141110 | Scaffolding | Day | 35
1141310 | Dump truck, 6 Cy | Day | 247.1
1141320 | Dump truck, 6 Cy | Week | 741.31
1141510 | Air compressor, medium | Day | 64.34
1141520 | Air compressor, medium | Week | 191.64
1141530 | Air compressor, large | Day | 134.66
1141540 | Air compressor, large | Week | 406.12
1141600 | Air tools, average | Day | 30.94
1141710 | Generators, 5 Kw | Day | 61.88
1141720 | Generators, 5 Kw | Week | 184.18
1141800 | Heaters, salamander type | Week | 105.17
1141910 | Pumps, 50 gpm, submersible | Day | 49.49
1141920 | Pumps, 100 gpm, submersible | Day | 61.88
1141930 | Pumps, 500 gpm, submersible | Day | 98.98
1141940 | Pumps, diaphragm pump | Day | 57.5
1142100 | Equipment charge, light | Day | 22.5
1142200 | Equipment charge, heavy | Hr | 55
1142300 | Fan/blower | Day | 30
1142400 | Dehumidifier, residential | Day | 32.5
1142500 | Dehumidifier, commercial | Day | 82.5
1142600 | Backhoe, 1/3 Cy bucket | Day | 275
1142700 | Bulldozer/tractor 75 Hp | Day | 295
1142800 | Backhoe, track mounted, 1/2 Cy | Day | 506.79
1142900 | Backhoe, track mounted, 1 Cy | Day | 803.09
1143200 | Backhoe/loader, rubber tired, 1/2 Cy | Day | 307.74
1143300 | Backhoe/loader, rubber tired, 3/4 Cy | Day | 370.66
1144000 | Bulldozer, 75 hp | Day | 432.43
1144100 | Crane, truck mounted, 15 ton | Day | 523.95
1144200 | Loader, rubber tired, 1 Cy | Day | 370.66
1144300 | Loader, rubber tired, 1 Cy | Week | 1113.11
1144400 | Loader, rubber tired, 2 Cy | Day | 555.98
1144500 | Loader, rubber tired, 3 Cy | Day | 989.45

## Quote
QUOTE
<Work description>
1. Scope of Work. Contractor agrees to furnish all labor, services, materials, installation, supplies, insurance, equipment, tools and other facilities required for the prompt and efficient execution of the work described herein in a professional and workmanlike manner.
2. Quote Amount. Owner agrees to pay Contractor for the strict performance of his work, the sum as indicated above subject to additions and deductions for changes in the scope of work as may be subsequently agreed upon.
3. Payment Schedule. Owner agrees to pay Contractor in progress payments as follows:
Payment #1 - Upon start of project.
Payment #2 - Upon 40% completion.
Payment #3 - Upon 60% completion.
Payment #4 - Upon 80% completion.
Payment #5 - Upon 100% completion.
4. Work Schedule. Contractor shall complete the work as required by the work schedule prepared by the Contractor, which is agreed to be no more than:
<90 days>
from the start date of the project. Work schedule may be amended based on additional work inclusions and deductions and by agreement between the Owner and Contractor.
The parties hereto have executed this Agreement for themselves, their heirs, executors, successors, administrators, and assignees on the day and year written below.
Signed:
Contractor
By: <Contractor Name>
Company: <Company Name>
Title: <Contractor Title> License No: <License No.>
Date:________________________________
Accepted By:
Owner
By: <Owner Name>
Date:________________________________